## Index
بسم الله الرحمن الرحيم
اقْرَأْ بِاسْمِ رَبِّكَ الَّذِي خَلَقَ {1} خَلَقَ الْإِنسَانَ مِنْ عَلَقٍ {2} اقْرَأْ وَرَبُّكَ الْأَكْرَمُ {3} الَّذِي عَلَّمَ بِالْقَلَمِ {4} عَلَّمَ الْإِنسَانَ مَا لَمْ يَعْلَمْ {5}
Reinforced Concrete Design
FOOTINGS
SLABS
BEAMS
COLUMNS
SLABS
One & Two way solid slabs
Cantilever solid slabs
BEAMS
Rectangular ( Free depth )
Rectangular ( Fixed depth )
T - sec ( Free depth )
T - sec ( Fixed depth )
L - sec ( Free depth )
L - sec ( Fixed depth )
Rctangular Section Capacity
Flanged Section Capacity
COLUMNS
Rec. Tied column Unknown Dim.
Rec. Tied column Known Dim.
Circular Tied column
Circular Spiral column
Reinforcement Details
FOOTINGS
Strip footing under pure normal
Rectangular footing
Square footing
Isolated footing under pure normal
Isolated footing under N & M
Permanent moment
Temporary moment
Combined footing
Strap footing

## tables (hidden)
L/2X | α | β | Diameter (mm) | ф | wt kg/m | As cm2 | C/d | C1 | J | Steel grade | Fy | Cmax/d | Rmax | μ max | μ min | r | α | β
0 | 0 | 0 | 6 | Ø6 | 0.222 | 0.28286 | 0.125 | 4.8545 | 0.8265 | 240/350 | 2400 | 0.5 | 0.2144 | 0.021403 | 0.0045833 | 1 | 0.35 | 0.35
1 | 0.667 | 0.5 | 8 | Ø08 | 0.395 | 0.50286 | 0.126 | 4.8362 | 0.82615 | 280/450 | 2800 | 0.48 | 0.20788 | 0.017611 | 0.0039286 | 1.1 | 0.4 | 0.28926
1.1 | 0.725 | 0.545 | 10 | Ø10 | 0.617 | 0.78571 | 0.127 | 4.8182 | 0.8258 | 360/520 | 3600 | 0.44 | 0.19433 | 0.012556 | 0.0030556 | 1.2 | 0.45 | 0.24306
1.2 | 0.769 | 0.583 | 12 | Ø12 | 0.88 | 1.1314 | 0.128 | 4.8003 | 0.82546 | 400/600 | 4000 | 0.42 | 0.1873 | 0.010787 | 0.00275 | 1.3 | 0.5 | 0.2071
1.3 | 0.803 | 0.615 | 14 | Ø14 | 1.21 | 1.54 | 0.129 | 4.7827 | 0.82511 | 450/520 | 4500 | 0.4 | 0.1801 | 0.0091319 | 0.0024444 | 1.4 | 0.55 | 0.17857
1.4 | 0.829 | 0.643 | 16 | Ø16 | 1.58 | 2.0114 | 0.13 | 4.7653 | 0.82476 | [6 empty] | 1.5 | 0.6 | 0.15556
1.5 | 0.852 | 0.667 | 18 | Ø18 | 2 | 2.5457 | 0.131 | 4.748 | 0.82441 | [6 empty] | 1.6 | 0.65 | 0.13672
1.6 | 0.87 | 0.688 | 20 | Ø20 | 2.47 | 3.1429 | 0.132 | 4.731 | 0.82406 | [6 empty] | 1.7 | 0.7 | 0.12111
1.7 | 0.885 | 0.706 | 22 | Ø22 | 2.98 | 3.8029 | 0.133 | 4.7142 | 0.82372 | [6 empty] | 1.8 | 0.75 | 0.10802
1.8 | 0.897 | 0.722 | 25 | Ø25 | 3.85 | 4.9107 | 0.134 | 4.6976 | 0.82337 | [6 empty] | 1.9 | 0.8 | 0.096953
1.9 | 0.908 | 0.735 | 28 | Ø28 | 4.83 | 6.16 | 0.135 | 4.6811 | 0.82302 | [6 empty] | 2 | 0.85 | 0.0875
2 | 0.917 | 0.75 | 32 | Ø32 | 6.31 | 8.0457 | 0.136 | 4.6649 | 0.82267
2.1 | 1 | 1 |  |  |  |  | 0.137 | 4.6488 | 0.82232
[7 empty] | 0.138 | 4.6329 | 0.82198
Area | Reinforcement | Area |  |  |  |  | 0.139 | 4.6172 | 0.82163
0 | No need | 0 |  |  |  |  | 0.14 | 4.6016 | 0.82128
2.26 | 2Ø12 | 2.26 |  |  |  |  | 0.141 | 4.5863 | 0.82093
3.08 | 2Ø14 | 3.08 |  |  |  |  | 0.142 | 4.5711 | 0.82058
3.39 | 3Ø12 | 3.39 |  |  |  |  | 0.143 | 4.556 | 0.82024
4.02 | 2Ø16 | 4.02 |  |  |  |  | 0.144 | 4.5411 | 0.81989
4.53 | 4Ø12 | 4.53 |  |  |  |  | 0.145 | 4.5264 | 0.81954
4.62 | 3Ø14 | 4.62 |  |  |  |  | 0.146 | 4.5118 | 0.81919
5.09 | 2Ø18 | 5.09 |  |  |  |  | 0.147 | 4.4974 | 0.81884
6.03 | 3Ø16 | 6.03 |  |  |  |  | 0.148 | 4.4832 | 0.8185
6.16 | 4Ø14 | 6.16 |  |  |  |  | 0.149 | 4.469 | 0.81815
6.29 | 2Ø20 | 6.29 |  |  |  |  | 0.15 | 4.4551 | 0.8178
7.64 | 3Ø18 | 7.64 |  |  |  |  | 0.151 | 4.4412 | 0.81745
7.7 | 5Ø14 | 7.7 |  |  |  |  | 0.152 | 4.4275 | 0.8171
8.05 | 4Ø16 | 8.05 |  |  |  |  | 0.153 | 4.414 | 0.81676
9.24 | 6Ø14 | 9.24 |  |  |  |  | 0.154 | 4.4006 | 0.81641
9.43 | 3Ø20 | 9.43 |  |  |  |  | 0.155 | 4.3873 | 0.81606
10.0571 | 5Ø16 | 10.0571 |  |  |  |  | 0.156 | 4.3741 | 0.81571
10.18 | 4Ø18 | 10.18 |  |  |  |  | 0.157 | 4.3611 | 0.81536
11.41 | 3Ø22 | 11.41 |  |  |  |  | 0.158 | 4.3482 | 0.81502
12.0686 | 6Ø16 | 12.0686 |  |  |  |  | 0.159 | 4.3354 | 0.81467
12.57 | 4Ø20 | 12.57 |  |  |  |  | 0.16 | 4.3228 | 0.81432
12.7286 | 5Ø18 | 12.7286 |  |  |  |  | 0.161 | 4.3103 | 0.81397
14.08 | 7Ø16 | 14.08 |  |  |  |  | 0.162 | 4.2979 | 0.81362
14.73 | 3Ø25 | 14.73 |  |  |  |  | 0.163 | 4.2856 | 0.81328
15.21 | 4Ø22 | 15.21 |  |  |  |  | 0.164 | 4.2734 | 0.81293
15.2743 | 6Ø18 | 15.2743 |  |  |  |  | 0.165 | 4.2614 | 0.81258
15.7143 | 5Ø20 | 15.7143 |  |  |  |  | 0.166 | 4.2494 | 0.81223
16.0914 | 8Ø16 | 16.0914 |  |  |  |  | 0.167 | 4.2376 | 0.81188
17.82 | 7Ø18 | 17.82 |  |  |  |  | 0.168 | 4.2259 | 0.81154
18.8571 | 6Ø20 | 18.8571 |  |  |  |  | 0.169 | 4.2142 | 0.81119
19.0143 | 5Ø22 | 19.0143 |  |  |  |  | 0.17 | 4.2027 | 0.81084
19.6429 | 4Ø25 | 19.6429 |  |  |  |  | 0.171 | 4.1913 | 0.81049
20.3657 | 8Ø18 | 20.3657 |  |  |  |  | 0.172 | 4.18 | 0.81014
22 | 7Ø20 | 22 |  |  |  |  | 0.173 | 4.1688 | 0.8098
22.8171 | 6Ø22 | 22.8171 |  |  |  |  | 0.174 | 4.1577 | 0.80945
22.9114 | 9Ø18 | 22.9114 |  |  |  |  | 0.175 | 4.1467 | 0.8091
24.5536 | 5Ø25 | 24.5536 |  |  |  |  | 0.176 | 4.1358 | 0.80875
24.64 | 4Ø28 | 24.64 |  |  |  |  | 0.177 | 4.125 | 0.8084
25.1429 | 8Ø20 | 25.1429 |  |  |  |  | 0.178 | 4.1143 | 0.80806
26.62 | 7Ø22 | 26.62 |  |  |  |  | 0.179 | 4.1036 | 0.80771
28.2857 | 9Ø20 | 28.2857 |  |  |  |  | 0.18 | 4.0931 | 0.80736
29.4643 | 6Ø25 | 29.4643 |  |  |  |  | 0.181 | 4.0827 | 0.80701
30.4229 | 8Ø22 | 30.4229 |  |  |  |  | 0.182 | 4.0723 | 0.80666
30.8 | 5Ø28 | 30.8 |  |  |  |  | 0.183 | 4.062 | 0.80632
31.4286 | 10Ø20 | 31.4286 |  |  |  |  | 0.184 | 4.0519 | 0.80597
34.2257 | 9Ø22 | 34.2257 |  |  |  |  | 0.185 | 4.0418 | 0.80562
34.375 | 7Ø25 | 34.375 |  |  |  |  | 0.186 | 4.0318 | 0.80527
36.96 | 6Ø28 | 36.96 |  |  |  |  | 0.187 | 4.0218 | 0.80492
38.0286 | 10Ø22 | 38.0286 |  |  |  |  | 0.188 | 4.012 | 0.80458
39.2857 | 8Ø25 | 39.2857 |  |  |  |  | 0.189 | 4.0022 | 0.80423
43.12 | 7Ø28 | 43.12 |  |  |  |  | 0.19 | 3.9926 | 0.80388
44.1964 | 9Ø25 | 44.1964 |  |  |  |  | 0.191 | 3.9829 | 0.80353
49.1071 | 10Ø25 | 49.1071 |  |  |  |  | 0.192 | 3.9734 | 0.80318
49.28 | 8Ø28 | 49.28 |  |  |  |  | 0.193 | 3.964 | 0.80284
55.44 | 9Ø28 | 55.44 |  |  |  |  | 0.194 | 3.9546 | 0.80249
61.6 | 10Ø28 | 61.6 |  |  |  |  | 0.195 | 3.9453 | 0.80214
[7 empty] | 0.196 | 3.9361 | 0.80179
f | stirrups no | Stirrubs |  |  |  |  | 0.197 | 3.9269 | 0.80144
8 | 5 | 5Ø08 |  |  |  |  | 0.198 | 3.9179 | 0.8011
8 | 6 | 6Ø08 |  |  |  |  | 0.199 | 3.9088 | 0.80075
8 | 7 | 7Ø08 |  |  |  |  | 0.2 | 3.8999 | 0.8004
8 | 8 | 8Ø08 |  |  |  |  | 0.201 | 3.891 | 0.80005
8 | 9 | 9Ø08 |  |  |  |  | 0.202 | 3.8822 | 0.7997
8 | 10 | 10Ø08 |  |  |  |  | 0.203 | 3.8735 | 0.79936
10 | 5 | 5Ø10 |  |  |  |  | 0.204 | 3.8648 | 0.79901
10 | 6 | 6Ø10 |  |  |  |  | 0.205 | 3.8562 | 0.79866
10 | 7 | 7Ø10 |  |  |  |  | 0.206 | 3.8477 | 0.79831
10 | 8 | 8Ø10 |  |  |  |  | 0.207 | 3.8392 | 0.79796
10 | 9 | 9Ø10 |  |  |  |  | 0.208 | 3.8308 | 0.79762
10 | 10 | 10Ø10 |  |  |  |  | 0.209 | 3.8225 | 0.79727
12 | 5 | 5Ø12 |  |  |  |  | 0.21 | 3.8142 | 0.79692
12 | 6 | 6Ø12 |  |  |  |  | 0.211 | 3.806 | 0.79657
12 | 7 | 7Ø12 |  |  |  |  | 0.212 | 3.7978 | 0.79622
12 | 8 | 8Ø12 |  |  |  |  | 0.213 | 3.7897 | 0.79588
12 | 9 | 9Ø12 |  |  |  |  | 0.214 | 3.7817 | 0.79553
12 | 10 | 10Ø12 |  |  |  |  | 0.215 | 3.7737 | 0.79518
14 | 5 | 5Ø14 |  |  |  |  | 0.216 | 3.7658 | 0.79483
14 | 6 | 6Ø14 |  |  |  |  | 0.217 | 3.7579 | 0.79448
14 | 7 | 7Ø14 |  |  |  |  | 0.218 | 3.7501 | 0.79414
14 | 8 | 8Ø14 |  |  |  |  | 0.219 | 3.7424 | 0.79379
14 | 9 | 9Ø14 |  |  |  |  | 0.22 | 3.7347 | 0.79344
14 | 10 | 10Ø14 |  |  |  |  | 0.221 | 3.727 | 0.79309
16 | 5 | 5Ø16 |  |  |  |  | 0.222 | 3.7195 | 0.79274
16 | 6 | 6Ø16 |  |  |  |  | 0.223 | 3.7119 | 0.7924
16 | 7 | 7Ø16 |  |  |  |  | 0.224 | 3.7044 | 0.79205
16 | 8 | 8Ø16 |  |  |  |  | 0.225 | 3.697 | 0.7917
16 | 9 | 9Ø16 |  |  |  |  | 0.226 | 3.6896 | 0.79135
16 | 10 | 10Ø16 |  |  |  |  | 0.227 | 3.6823 | 0.791
[7 empty] | 0.228 | 3.675 | 0.79066
Area | Reinforcement | Area |  |  |  |  | 0.229 | 3.6678 | 0.79031
0 | 0Ø0 | 0 |  |  |  |  | 0.23 | 3.6606 | 0.78996
1.0048 | 2Ø08 | 1.0048 |  |  |  |  | 0.231 | 3.6535 | 0.78961
1.57 | 2Ø10 | 1.57 |  |  |  |  | 0.232 | 3.6464 | 0.78926
2.0096 | 4Ø08 | 2.0096 |  |  |  |  | 0.233 | 3.6394 | 0.78892
2.26 | 2Ø12 | 2.26 |  |  |  |  | 0.234 | 3.6324 | 0.78857
3.0144 | 6Ø08 | 3.0144 |  |  |  |  | 0.235 | 3.6255 | 0.78822
3.14 | 4Ø10 | 3.14 |  |  |  |  | 0.236 | 3.6186 | 0.78787
4.52 | 4Ø12 | 4.52 |  |  |  |  | 0.237 | 3.6117 | 0.78752
4.71 | 6Ø10 | 4.71 |  |  |  |  | 0.238 | 3.6049 | 0.78718
6.78 | 6Ø12 | 6.78 |  |  |  |  | 0.239 | 3.5982 | 0.78683
6.78 | 8Ø12 | 9.04 |  |  |  |  | 0.24 | 3.5915 | 0.78648
6.78 | 10Ø12 | 11.3 |  |  |  |  | 0.241 | 3.5848 | 0.78613
[7 empty] | 0.242 | 3.5782 | 0.78578
[7 empty] | 0.243 | 3.5716 | 0.78544
[7 empty] | 0.244 | 3.5651 | 0.78509
[7 empty] | 0.245 | 3.5586 | 0.78474
[7 empty] | 0.246 | 3.5521 | 0.78439
[7 empty] | 0.247 | 3.5457 | 0.78404
[7 empty] | 0.248 | 3.5393 | 0.7837
[7 empty] | 0.249 | 3.533 | 0.78335
[7 empty] | 0.25 | 3.5267 | 0.783
[7 empty] | 0.251 | 3.5205 | 0.78265
[7 empty] | 0.252 | 3.5143 | 0.7823
[7 empty] | 0.253 | 3.5081 | 0.78196
[7 empty] | 0.254 | 3.502 | 0.78161
[7 empty] | 0.255 | 3.4959 | 0.78126
[7 empty] | 0.256 | 3.4898 | 0.78091
[7 empty] | 0.257 | 3.4838 | 0.78056
[7 empty] | 0.258 | 3.4778 | 0.78022
[7 empty] | 0.259 | 3.4719 | 0.77987
[7 empty] | 0.26 | 3.466 | 0.77952
[7 empty] | 0.261 | 3.4601 | 0.77917
[7 empty] | 0.262 | 3.4542 | 0.77882
[7 empty] | 0.263 | 3.4484 | 0.77848
[7 empty] | 0.264 | 3.4427 | 0.77813
[7 empty] | 0.265 | 3.4369 | 0.77778
[7 empty] | 0.266 | 3.4312 | 0.77743
[7 empty] | 0.267 | 3.4256 | 0.77708
[7 empty] | 0.268 | 3.4199 | 0.77674
[7 empty] | 0.269 | 3.4143 | 0.77639
[7 empty] | 0.27 | 3.4088 | 0.77604
[7 empty] | 0.271 | 3.4032 | 0.77569
[7 empty] | 0.272 | 3.3977 | 0.77534
[7 empty] | 0.273 | 3.3923 | 0.775
[7 empty] | 0.274 | 3.3868 | 0.77465
[7 empty] | 0.275 | 3.3814 | 0.7743
[7 empty] | 0.276 | 3.3761 | 0.77395
[7 empty] | 0.277 | 3.3707 | 0.7736
[7 empty] | 0.278 | 3.3654 | 0.77326
[7 empty] | 0.279 | 3.3601 | 0.77291
[7 empty] | 0.28 | 3.3549 | 0.77256
[7 empty] | 0.281 | 3.3497 | 0.77221
[7 empty] | 0.282 | 3.3445 | 0.77186
[7 empty] | 0.283 | 3.3393 | 0.77152
[7 empty] | 0.284 | 3.3342 | 0.77117
[7 empty] | 0.285 | 3.3291 | 0.77082
[7 empty] | 0.286 | 3.324 | 0.77047
[7 empty] | 0.287 | 3.319 | 0.77012
[7 empty] | 0.288 | 3.3139 | 0.76978
[7 empty] | 0.289 | 3.3089 | 0.76943
[7 empty] | 0.29 | 3.304 | 0.76908
[7 empty] | 0.291 | 3.2991 | 0.76873
[7 empty] | 0.292 | 3.2941 | 0.76838
[7 empty] | 0.293 | 3.2893 | 0.76804
[7 empty] | 0.294 | 3.2844 | 0.76769
[7 empty] | 0.295 | 3.2796 | 0.76734
[7 empty] | 0.296 | 3.2748 | 0.76699
[7 empty] | 0.297 | 3.27 | 0.76664
[7 empty] | 0.298 | 3.2653 | 0.7663
[7 empty] | 0.299 | 3.2605 | 0.76595
[7 empty] | 0.3 | 3.2558 | 0.7656
[7 empty] | 0.301 | 3.2512 | 0.76525
[7 empty] | 0.302 | 3.2465 | 0.7649
[7 empty] | 0.303 | 3.2419 | 0.76456
[7 empty] | 0.304 | 3.2373 | 0.76421
[7 empty] | 0.305 | 3.2327 | 0.76386
[7 empty] | 0.306 | 3.2282 | 0.76351
[7 empty] | 0.307 | 3.2236 | 0.76316
[7 empty] | 0.308 | 3.2191 | 0.76282
[7 empty] | 0.309 | 3.2146 | 0.76247
[7 empty] | 0.31 | 3.2102 | 0.76212
[7 empty] | 0.311 | 3.2058 | 0.76177
[7 empty] | 0.312 | 3.2013 | 0.76142
[7 empty] | 0.313 | 3.197 | 0.76108
[7 empty] | 0.314 | 3.1926 | 0.76073
[7 empty] | 0.315 | 3.1883 | 0.76038
[7 empty] | 0.316 | 3.1839 | 0.76003
[7 empty] | 0.317 | 3.1796 | 0.75968
[7 empty] | 0.318 | 3.1754 | 0.75934
[7 empty] | 0.319 | 3.1711 | 0.75899
[7 empty] | 0.32 | 3.1669 | 0.75864
[7 empty] | 0.321 | 3.1627 | 0.75829
[7 empty] | 0.322 | 3.1585 | 0.75794
[7 empty] | 0.323 | 3.1543 | 0.7576
[7 empty] | 0.324 | 3.1502 | 0.75725
[7 empty] | 0.325 | 3.146 | 0.7569
[7 empty] | 0.326 | 3.1419 | 0.75655
[7 empty] | 0.327 | 3.1378 | 0.7562
[7 empty] | 0.328 | 3.1338 | 0.75586
[7 empty] | 0.329 | 3.1297 | 0.75551
[7 empty] | 0.33 | 3.1257 | 0.75516
[7 empty] | 0.331 | 3.1217 | 0.75481
[7 empty] | 0.332 | 3.1177 | 0.75446
[7 empty] | 0.333 | 3.1137 | 0.75412
[7 empty] | 0.334 | 3.1098 | 0.75377
[7 empty] | 0.335 | 3.1059 | 0.75342
[7 empty] | 0.336 | 3.102 | 0.75307
[7 empty] | 0.337 | 3.0981 | 0.75272
[7 empty] | 0.338 | 3.0942 | 0.75238
[7 empty] | 0.339 | 3.0903 | 0.75203
[7 empty] | 0.34 | 3.0865 | 0.75168
[7 empty] | 0.341 | 3.0827 | 0.75133
[7 empty] | 0.342 | 3.0789 | 0.75098
[7 empty] | 0.343 | 3.0751 | 0.75064
[7 empty] | 0.344 | 3.0714 | 0.75029
[7 empty] | 0.345 | 3.0676 | 0.74994
[7 empty] | 0.346 | 3.0639 | 0.74959
[7 empty] | 0.347 | 3.0602 | 0.74924
[7 empty] | 0.348 | 3.0565 | 0.7489
[7 empty] | 0.349 | 3.0528 | 0.74855
[7 empty] | 0.35 | 3.0492 | 0.7482
[7 empty] | 0.351 | 3.0455 | 0.74785
[7 empty] | 0.352 | 3.0419 | 0.7475
[7 empty] | 0.353 | 3.0383 | 0.74716
[7 empty] | 0.354 | 3.0347 | 0.74681
[7 empty] | 0.355 | 3.0311 | 0.74646
[7 empty] | 0.356 | 3.0276 | 0.74611
[7 empty] | 0.357 | 3.024 | 0.74576
[7 empty] | 0.358 | 3.0205 | 0.74542
[7 empty] | 0.359 | 3.017 | 0.74507
[7 empty] | 0.36 | 3.0135 | 0.74472
[7 empty] | 0.361 | 3.0101 | 0.74437
[7 empty] | 0.362 | 3.0066 | 0.74402
[7 empty] | 0.363 | 3.0032 | 0.74368
[7 empty] | 0.364 | 2.9997 | 0.74333
[7 empty] | 0.365 | 2.9963 | 0.74298
[7 empty] | 0.366 | 2.9929 | 0.74263
[7 empty] | 0.367 | 2.9895 | 0.74228
[7 empty] | 0.368 | 2.9862 | 0.74194
[7 empty] | 0.369 | 2.9828 | 0.74159
[7 empty] | 0.37 | 2.9795 | 0.74124
[7 empty] | 0.371 | 2.9762 | 0.74089
[7 empty] | 0.372 | 2.9729 | 0.74054
[7 empty] | 0.373 | 2.9696 | 0.7402
[7 empty] | 0.374 | 2.9663 | 0.73985
[7 empty] | 0.375 | 2.963 | 0.7395
[7 empty] | 0.376 | 2.9598 | 0.73915
[7 empty] | 0.377 | 2.9566 | 0.7388
[7 empty] | 0.378 | 2.9533 | 0.73846
[7 empty] | 0.379 | 2.9501 | 0.73811
[7 empty] | 0.38 | 2.947 | 0.73776
[7 empty] | 0.381 | 2.9438 | 0.73741
[7 empty] | 0.382 | 2.9406 | 0.73706
[7 empty] | 0.383 | 2.9375 | 0.73672
[7 empty] | 0.384 | 2.9343 | 0.73637
[7 empty] | 0.385 | 2.9312 | 0.73602
[7 empty] | 0.386 | 2.9281 | 0.73567
[7 empty] | 0.387 | 2.925 | 0.73532
[7 empty] | 0.388 | 2.9219 | 0.73498
[7 empty] | 0.389 | 2.9189 | 0.73463
[7 empty] | 0.39 | 2.9158 | 0.73428
[7 empty] | 0.391 | 2.9128 | 0.73393
[7 empty] | 0.392 | 2.9097 | 0.73358
[7 empty] | 0.393 | 2.9067 | 0.73324
[7 empty] | 0.394 | 2.9037 | 0.73289
[7 empty] | 0.395 | 2.9007 | 0.73254
[7 empty] | 0.396 | 2.8978 | 0.73219
[7 empty] | 0.397 | 2.8948 | 0.73184
[7 empty] | 0.398 | 2.8918 | 0.7315
[7 empty] | 0.399 | 2.8889 | 0.73115
[7 empty] | 0.4 | 2.886 | 0.7308
[7 empty] | 0.401 | 2.8831 | 0.73045
[7 empty] | 0.402 | 2.8802 | 0.7301
[7 empty] | 0.403 | 2.8773 | 0.72976
[7 empty] | 0.404 | 2.8744 | 0.72941
[7 empty] | 0.405 | 2.8715 | 0.72906
[7 empty] | 0.406 | 2.8687 | 0.72871
[7 empty] | 0.407 | 2.8658 | 0.72836
[7 empty] | 0.408 | 2.863 | 0.72802
[7 empty] | 0.409 | 2.8602 | 0.72767
[7 empty] | 0.41 | 2.8574 | 0.72732
[7 empty] | 0.411 | 2.8546 | 0.72697
[7 empty] | 0.412 | 2.8518 | 0.72662
[7 empty] | 0.413 | 2.849 | 0.72628
[7 empty] | 0.414 | 2.8463 | 0.72593
[7 empty] | 0.415 | 2.8435 | 0.72558
[7 empty] | 0.416 | 2.8408 | 0.72523
[7 empty] | 0.417 | 2.8381 | 0.72488
[7 empty] | 0.418 | 2.8353 | 0.72454
[7 empty] | 0.419 | 2.8326 | 0.72419
[7 empty] | 0.42 | 2.8299 | 0.72384
[7 empty] | 0.421 | 2.8273 | 0.72349
[7 empty] | 0.422 | 2.8246 | 0.72314
[7 empty] | 0.423 | 2.8219 | 0.7228
[7 empty] | 0.424 | 2.8193 | 0.72245
[7 empty] | 0.425 | 2.8166 | 0.7221
[7 empty] | 0.426 | 2.814 | 0.72175
[7 empty] | 0.427 | 2.8114 | 0.7214
[7 empty] | 0.428 | 2.8088 | 0.72106
[7 empty] | 0.429 | 2.8062 | 0.72071
[7 empty] | 0.43 | 2.8036 | 0.72036
[7 empty] | 0.431 | 2.801 | 0.72001
[7 empty] | 0.432 | 2.7984 | 0.71966
[7 empty] | 0.433 | 2.7959 | 0.71932
[7 empty] | 0.434 | 2.7933 | 0.71897
[7 empty] | 0.435 | 2.7908 | 0.71862
[7 empty] | 0.436 | 2.7883 | 0.71827
[7 empty] | 0.437 | 2.7858 | 0.71792
[7 empty] | 0.438 | 2.7832 | 0.71758
[7 empty] | 0.439 | 2.7808 | 0.71723
[7 empty] | 0.44 | 2.7783 | 0.71688
[7 empty] | 0.441 | 2.7758 | 0.71653
[7 empty] | 0.442 | 2.7733 | 0.71618
[7 empty] | 0.443 | 2.7709 | 0.71584
[7 empty] | 0.444 | 2.7684 | 0.71549
[7 empty] | 0.445 | 2.766 | 0.71514
[7 empty] | 0.446 | 2.7635 | 0.71479
[7 empty] | 0.447 | 2.7611 | 0.71444
[7 empty] | 0.448 | 2.7587 | 0.7141
[7 empty] | 0.449 | 2.7563 | 0.71375
[7 empty] | 0.45 | 2.7539 | 0.7134
[7 empty] | 0.451 | 2.7515 | 0.71305
[7 empty] | 0.452 | 2.7492 | 0.7127
[7 empty] | 0.453 | 2.7468 | 0.71236
[7 empty] | 0.454 | 2.7444 | 0.71201
[7 empty] | 0.455 | 2.7421 | 0.71166
[7 empty] | 0.456 | 2.7397 | 0.71131
[7 empty] | 0.457 | 2.7374 | 0.71096
[7 empty] | 0.458 | 2.7351 | 0.71062
[7 empty] | 0.459 | 2.7328 | 0.71027
[7 empty] | 0.46 | 2.7305 | 0.70992
[7 empty] | 0.461 | 2.7282 | 0.70957
[7 empty] | 0.462 | 2.7259 | 0.70922
[7 empty] | 0.463 | 2.7236 | 0.70888
[7 empty] | 0.464 | 2.7214 | 0.70853
[7 empty] | 0.465 | 2.7191 | 0.70818
[7 empty] | 0.466 | 2.7168 | 0.70783
[7 empty] | 0.467 | 2.7146 | 0.70748
[7 empty] | 0.468 | 2.7124 | 0.70714
[7 empty] | 0.469 | 2.7101 | 0.70679
[7 empty] | 0.47 | 2.7079 | 0.70644
[7 empty] | 0.471 | 2.7057 | 0.70609
[7 empty] | 0.472 | 2.7035 | 0.70574
[7 empty] | 0.473 | 2.7013 | 0.7054
[7 empty] | 0.474 | 2.6991 | 0.70505
[7 empty] | 0.475 | 2.697 | 0.7047
[7 empty] | 0.476 | 2.6948 | 0.70435
[7 empty] | 0.477 | 2.6926 | 0.704
[7 empty] | 0.478 | 2.6905 | 0.70366
[7 empty] | 0.479 | 2.6883 | 0.70331
[7 empty] | 0.48 | 2.6862 | 0.70296
[7 empty] | 0.481 | 2.6841 | 0.70261
[7 empty] | 0.482 | 2.6819 | 0.70226
[7 empty] | 0.483 | 2.6798 | 0.70192
[7 empty] | 0.484 | 2.6777 | 0.70157
[7 empty] | 0.485 | 2.6756 | 0.70122
[7 empty] | 0.486 | 2.6735 | 0.70087
[7 empty] | 0.487 | 2.6715 | 0.70052
[7 empty] | 0.488 | 2.6694 | 0.70018
[7 empty] | 0.489 | 2.6673 | 0.69983
[7 empty] | 0.49 | 2.6652 | 0.69948
[7 empty] | 0.491 | 2.6632 | 0.69913
[7 empty] | 0.492 | 2.6611 | 0.69878
[7 empty] | 0.493 | 2.6591 | 0.69844
[7 empty] | 0.494 | 2.6571 | 0.69809
[7 empty] | 0.495 | 2.6551 | 0.69774
[7 empty] | 0.496 | 2.653 | 0.69739
[7 empty] | 0.497 | 2.651 | 0.69704
[7 empty] | 0.498 | 2.649 | 0.6967
[7 empty] | 0.499 | 2.647 | 0.69635
[7 empty] | 0.5 | 2.645 | 0.696
[7 empty] | C1 | C/d | J
[7 empty] | 2.645 | 0.5 | 0.696
[7 empty] | 2.647 | 0.499 | 0.69635
[7 empty] | 2.649 | 0.498 | 0.6967
[7 empty] | 2.651 | 0.497 | 0.69704
[7 empty] | 2.653 | 0.496 | 0.69739
[7 empty] | 2.6551 | 0.495 | 0.69774
[7 empty] | 2.6571 | 0.494 | 0.69809
[7 empty] | 2.6591 | 0.493 | 0.69844
[7 empty] | 2.6611 | 0.492 | 0.69878
[7 empty] | 2.6632 | 0.491 | 0.69913
[7 empty] | 2.6652 | 0.49 | 0.69948
[7 empty] | 2.6673 | 0.489 | 0.69983
[7 empty] | 2.6694 | 0.488 | 0.70018
[7 empty] | 2.6715 | 0.487 | 0.70052
[7 empty] | 2.6735 | 0.486 | 0.70087
[7 empty] | 2.6756 | 0.485 | 0.70122
[7 empty] | 2.6777 | 0.484 | 0.70157
[7 empty] | 2.6798 | 0.483 | 0.70192
[7 empty] | 2.6819 | 0.482 | 0.70226
[7 empty] | 2.6841 | 0.481 | 0.70261
[7 empty] | 2.6862 | 0.48 | 0.70296
[7 empty] | 2.6883 | 0.479 | 0.70331
[7 empty] | 2.6905 | 0.478 | 0.70366
[7 empty] | 2.6926 | 0.477 | 0.704
[7 empty] | 2.6948 | 0.476 | 0.70435
[7 empty] | 2.697 | 0.475 | 0.7047
[7 empty] | 2.6991 | 0.474 | 0.70505
[7 empty] | 2.7013 | 0.473 | 0.7054
[7 empty] | 2.7035 | 0.472 | 0.70574
[7 empty] | 2.7057 | 0.471 | 0.70609
[7 empty] | 2.7079 | 0.47 | 0.70644
[7 empty] | 2.7101 | 0.469 | 0.70679
[7 empty] | 2.7124 | 0.468 | 0.70714
[7 empty] | 2.7146 | 0.467 | 0.70748
[7 empty] | 2.7168 | 0.466 | 0.70783
[7 empty] | 2.7191 | 0.465 | 0.70818
[7 empty] | 2.7214 | 0.464 | 0.70853
[7 empty] | 2.7236 | 0.463 | 0.70888
[7 empty] | 2.7259 | 0.462 | 0.70922
[7 empty] | 2.7282 | 0.461 | 0.70957
[7 empty] | 2.7305 | 0.46 | 0.70992
[7 empty] | 2.7328 | 0.459 | 0.71027
[7 empty] | 2.7351 | 0.458 | 0.71062
[7 empty] | 2.7374 | 0.457 | 0.71096
[7 empty] | 2.7397 | 0.456 | 0.71131
[7 empty] | 2.7421 | 0.455 | 0.71166
[7 empty] | 2.7444 | 0.454 | 0.71201
[7 empty] | 2.7468 | 0.453 | 0.71236
[7 empty] | 2.7492 | 0.452 | 0.7127
[7 empty] | 2.7515 | 0.451 | 0.71305
[7 empty] | 2.7539 | 0.45 | 0.7134
[7 empty] | 2.7563 | 0.449 | 0.71375
[7 empty] | 2.7587 | 0.448 | 0.7141
[7 empty] | 2.7611 | 0.447 | 0.71444
[7 empty] | 2.7635 | 0.446 | 0.71479
[7 empty] | 2.766 | 0.445 | 0.71514
[7 empty] | 2.7684 | 0.444 | 0.71549
[7 empty] | 2.7709 | 0.443 | 0.71584
[7 empty] | 2.7733 | 0.442 | 0.71618
[7 empty] | 2.7758 | 0.441 | 0.71653
[7 empty] | 2.7783 | 0.44 | 0.71688
[7 empty] | 2.7808 | 0.439 | 0.71723
[7 empty] | 2.7832 | 0.438 | 0.71758
[7 empty] | 2.7858 | 0.437 | 0.71792
[7 empty] | 2.7883 | 0.436 | 0.71827
[7 empty] | 2.7908 | 0.435 | 0.71862
[7 empty] | 2.7933 | 0.434 | 0.71897
[7 empty] | 2.7959 | 0.433 | 0.71932
[7 empty] | 2.7984 | 0.432 | 0.71966
[7 empty] | 2.801 | 0.431 | 0.72001
[7 empty] | 2.8036 | 0.43 | 0.72036
[7 empty] | 2.8062 | 0.429 | 0.72071
[7 empty] | 2.8088 | 0.428 | 0.72106
[7 empty] | 2.8114 | 0.427 | 0.7214
[7 empty] | 2.814 | 0.426 | 0.72175
[7 empty] | 2.8166 | 0.425 | 0.7221
[7 empty] | 2.8193 | 0.424 | 0.72245
[7 empty] | 2.8219 | 0.423 | 0.7228
[7 empty] | 2.8246 | 0.422 | 0.72314
[7 empty] | 2.8273 | 0.421 | 0.72349
[7 empty] | 2.8299 | 0.42 | 0.72384
[7 empty] | 2.8326 | 0.419 | 0.72419
[7 empty] | 2.8353 | 0.418 | 0.72454
[7 empty] | 2.8381 | 0.417 | 0.72488
[7 empty] | 2.8408 | 0.416 | 0.72523
[7 empty] | 2.8435 | 0.415 | 0.72558
[7 empty] | 2.8463 | 0.414 | 0.72593
[7 empty] | 2.849 | 0.413 | 0.72628
[7 empty] | 2.8518 | 0.412 | 0.72662
[7 empty] | 2.8546 | 0.411 | 0.72697
[7 empty] | 2.8574 | 0.41 | 0.72732
[7 empty] | 2.8602 | 0.409 | 0.72767
[7 empty] | 2.863 | 0.408 | 0.72802
[7 empty] | 2.8658 | 0.407 | 0.72836
[7 empty] | 2.8687 | 0.406 | 0.72871
[7 empty] | 2.8715 | 0.405 | 0.72906
[7 empty] | 2.8744 | 0.404 | 0.72941
[7 empty] | 2.8773 | 0.403 | 0.72976
[7 empty] | 2.8802 | 0.402 | 0.7301
[7 empty] | 2.8831 | 0.401 | 0.73045
[7 empty] | 2.886 | 0.4 | 0.7308
[7 empty] | 2.8889 | 0.399 | 0.73115
[7 empty] | 2.8918 | 0.398 | 0.7315
[7 empty] | 2.8948 | 0.397 | 0.73184
[7 empty] | 2.8978 | 0.396 | 0.73219
[7 empty] | 2.9007 | 0.395 | 0.73254
[7 empty] | 2.9037 | 0.394 | 0.73289
[7 empty] | 2.9067 | 0.393 | 0.73324
[7 empty] | 2.9097 | 0.392 | 0.73358
[7 empty] | 2.9128 | 0.391 | 0.73393
[7 empty] | 2.9158 | 0.39 | 0.73428
[7 empty] | 2.9189 | 0.389 | 0.73463
[7 empty] | 2.9219 | 0.388 | 0.73498
[7 empty] | 2.925 | 0.387 | 0.73532
[7 empty] | 2.9281 | 0.386 | 0.73567
[7 empty] | 2.9312 | 0.385 | 0.73602
[7 empty] | 2.9343 | 0.384 | 0.73637
[7 empty] | 2.9375 | 0.383 | 0.73672
[7 empty] | 2.9406 | 0.382 | 0.73706
[7 empty] | 2.9438 | 0.381 | 0.73741
[7 empty] | 2.947 | 0.38 | 0.73776
[7 empty] | 2.9501 | 0.379 | 0.73811
[7 empty] | 2.9533 | 0.378 | 0.73846
[7 empty] | 2.9566 | 0.377 | 0.7388
[7 empty] | 2.9598 | 0.376 | 0.73915
[7 empty] | 2.963 | 0.375 | 0.7395
[7 empty] | 2.9663 | 0.374 | 0.73985
[7 empty] | 2.9696 | 0.373 | 0.7402
[7 empty] | 2.9729 | 0.372 | 0.74054
[7 empty] | 2.9762 | 0.371 | 0.74089
[7 empty] | 2.9795 | 0.37 | 0.74124
[7 empty] | 2.9828 | 0.369 | 0.74159
[7 empty] | 2.9862 | 0.368 | 0.74194
[7 empty] | 2.9895 | 0.367 | 0.74228
[7 empty] | 2.9929 | 0.366 | 0.74263
[7 empty] | 2.9963 | 0.365 | 0.74298
[7 empty] | 2.9997 | 0.364 | 0.74333
[7 empty] | 3.0032 | 0.363 | 0.74368
[7 empty] | 3.0066 | 0.362 | 0.74402
[7 empty] | 3.0101 | 0.361 | 0.74437
[7 empty] | 3.0135 | 0.36 | 0.74472
[7 empty] | 3.017 | 0.359 | 0.74507
[7 empty] | 3.0205 | 0.358 | 0.74542
[7 empty] | 3.024 | 0.357 | 0.74576
[7 empty] | 3.0276 | 0.356 | 0.74611
[7 empty] | 3.0311 | 0.355 | 0.74646
[7 empty] | 3.0347 | 0.354 | 0.74681
[7 empty] | 3.0383 | 0.353 | 0.74716
[7 empty] | 3.0419 | 0.352 | 0.7475
[7 empty] | 3.0455 | 0.351 | 0.74785
[7 empty] | 3.0492 | 0.35 | 0.7482
[7 empty] | 3.0528 | 0.349 | 0.74855
[7 empty] | 3.0565 | 0.348 | 0.7489
[7 empty] | 3.0602 | 0.347 | 0.74924
[7 empty] | 3.0639 | 0.346 | 0.74959
[7 empty] | 3.0676 | 0.345 | 0.74994
[7 empty] | 3.0714 | 0.344 | 0.75029
[7 empty] | 3.0751 | 0.343 | 0.75064
[7 empty] | 3.0789 | 0.342 | 0.75098
[7 empty] | 3.0827 | 0.341 | 0.75133
[7 empty] | 3.0865 | 0.34 | 0.75168
[7 empty] | 3.0903 | 0.339 | 0.75203
[7 empty] | 3.0942 | 0.338 | 0.75238
[7 empty] | 3.0981 | 0.337 | 0.75272
[7 empty] | 3.102 | 0.336 | 0.75307
[7 empty] | 3.1059 | 0.335 | 0.75342
[7 empty] | 3.1098 | 0.334 | 0.75377
[7 empty] | 3.1137 | 0.333 | 0.75412
[7 empty] | 3.1177 | 0.332 | 0.75446
[7 empty] | 3.1217 | 0.331 | 0.75481
[7 empty] | 3.1257 | 0.33 | 0.75516
[7 empty] | 3.1297 | 0.329 | 0.75551
[7 empty] | 3.1338 | 0.328 | 0.75586
[7 empty] | 3.1378 | 0.327 | 0.7562
[7 empty] | 3.1419 | 0.326 | 0.75655
[7 empty] | 3.146 | 0.325 | 0.7569
[7 empty] | 3.1502 | 0.324 | 0.75725
[7 empty] | 3.1543 | 0.323 | 0.7576
[7 empty] | 3.1585 | 0.322 | 0.75794
[7 empty] | 3.1627 | 0.321 | 0.75829
[7 empty] | 3.1669 | 0.32 | 0.75864
[7 empty] | 3.1711 | 0.319 | 0.75899
[7 empty] | 3.1754 | 0.318 | 0.75934
[7 empty] | 3.1796 | 0.317 | 0.75968
[7 empty] | 3.1839 | 0.316 | 0.76003
[7 empty] | 3.1883 | 0.315 | 0.76038
[7 empty] | 3.1926 | 0.314 | 0.76073
[7 empty] | 3.197 | 0.313 | 0.76108
[7 empty] | 3.2013 | 0.312 | 0.76142
[7 empty] | 3.2058 | 0.311 | 0.76177
[7 empty] | 3.2102 | 0.31 | 0.76212
[7 empty] | 3.2146 | 0.309 | 0.76247
[7 empty] | 3.2191 | 0.308 | 0.76282
[7 empty] | 3.2236 | 0.307 | 0.76316
[7 empty] | 3.2282 | 0.306 | 0.76351
[7 empty] | 3.2327 | 0.305 | 0.76386
[7 empty] | 3.2373 | 0.304 | 0.76421
[7 empty] | 3.2419 | 0.303 | 0.76456
[7 empty] | 3.2465 | 0.302 | 0.7649
[7 empty] | 3.2512 | 0.301 | 0.76525
[7 empty] | 3.2558 | 0.3 | 0.7656
[7 empty] | 3.2605 | 0.299 | 0.76595
[7 empty] | 3.2653 | 0.298 | 0.7663
[7 empty] | 3.27 | 0.297 | 0.76664
[7 empty] | 3.2748 | 0.296 | 0.76699
[7 empty] | 3.2796 | 0.295 | 0.76734
[7 empty] | 3.2844 | 0.294 | 0.76769
[7 empty] | 3.2893 | 0.293 | 0.76804
[7 empty] | 3.2941 | 0.292 | 0.76838
[7 empty] | 3.2991 | 0.291 | 0.76873
[7 empty] | 3.304 | 0.29 | 0.76908
[7 empty] | 3.3089 | 0.289 | 0.76943
[7 empty] | 3.3139 | 0.288 | 0.76978
[7 empty] | 3.319 | 0.287 | 0.77012
[7 empty] | 3.324 | 0.286 | 0.77047
[7 empty] | 3.3291 | 0.285 | 0.77082
[7 empty] | 3.3342 | 0.284 | 0.77117
[7 empty] | 3.3393 | 0.283 | 0.77152
[7 empty] | 3.3445 | 0.282 | 0.77186
[7 empty] | 3.3497 | 0.281 | 0.77221
[7 empty] | 3.3549 | 0.28 | 0.77256
[7 empty] | 3.3601 | 0.279 | 0.77291
[7 empty] | 3.3654 | 0.278 | 0.77326
[7 empty] | 3.3707 | 0.277 | 0.7736
[7 empty] | 3.3761 | 0.276 | 0.77395
[7 empty] | 3.3814 | 0.275 | 0.7743
[7 empty] | 3.3868 | 0.274 | 0.77465
[7 empty] | 3.3923 | 0.273 | 0.775
[7 empty] | 3.3977 | 0.272 | 0.77534
[7 empty] | 3.4032 | 0.271 | 0.77569
[7 empty] | 3.4088 | 0.27 | 0.77604
[7 empty] | 3.4143 | 0.269 | 0.77639
[7 empty] | 3.4199 | 0.268 | 0.77674
[7 empty] | 3.4256 | 0.267 | 0.77708
[7 empty] | 3.4312 | 0.266 | 0.77743
[7 empty] | 3.4369 | 0.265 | 0.77778
[7 empty] | 3.4427 | 0.264 | 0.77813
[7 empty] | 3.4484 | 0.263 | 0.77848
[7 empty] | 3.4542 | 0.262 | 0.77882
[7 empty] | 3.4601 | 0.261 | 0.77917
[7 empty] | 3.466 | 0.26 | 0.77952
[7 empty] | 3.4719 | 0.259 | 0.77987
[7 empty] | 3.4778 | 0.258 | 0.78022
[7 empty] | 3.4838 | 0.257 | 0.78056
[7 empty] | 3.4898 | 0.256 | 0.78091
[7 empty] | 3.4959 | 0.255 | 0.78126
[7 empty] | 3.502 | 0.254 | 0.78161
[7 empty] | 3.5081 | 0.253 | 0.78196
[7 empty] | 3.5143 | 0.252 | 0.7823
[7 empty] | 3.5205 | 0.251 | 0.78265
[7 empty] | 3.5267 | 0.25 | 0.783
[7 empty] | 3.533 | 0.249 | 0.78335
[7 empty] | 3.5393 | 0.248 | 0.7837
[7 empty] | 3.5457 | 0.247 | 0.78404
[7 empty] | 3.5521 | 0.246 | 0.78439
[7 empty] | 3.5586 | 0.245 | 0.78474
[7 empty] | 3.5651 | 0.244 | 0.78509
[7 empty] | 3.5716 | 0.243 | 0.78544
[7 empty] | 3.5782 | 0.242 | 0.78578
[7 empty] | 3.5848 | 0.241 | 0.78613
[7 empty] | 3.5915 | 0.24 | 0.78648
[7 empty] | 3.5982 | 0.239 | 0.78683
[7 empty] | 3.6049 | 0.238 | 0.78718
[7 empty] | 3.6117 | 0.237 | 0.78752
[7 empty] | 3.6186 | 0.236 | 0.78787
[7 empty] | 3.6255 | 0.235 | 0.78822
[7 empty] | 3.6324 | 0.234 | 0.78857
[7 empty] | 3.6394 | 0.233 | 0.78892
[7 empty] | 3.6464 | 0.232 | 0.78926
[7 empty] | 3.6535 | 0.231 | 0.78961
[7 empty] | 3.6606 | 0.23 | 0.78996
[7 empty] | 3.6678 | 0.229 | 0.79031
[7 empty] | 3.675 | 0.228 | 0.79066
[7 empty] | 3.6823 | 0.227 | 0.791
[7 empty] | 3.6896 | 0.226 | 0.79135
[7 empty] | 3.697 | 0.225 | 0.7917
[7 empty] | 3.7044 | 0.224 | 0.79205
[7 empty] | 3.7119 | 0.223 | 0.7924
[7 empty] | 3.7195 | 0.222 | 0.79274
[7 empty] | 3.727 | 0.221 | 0.79309
[7 empty] | 3.7347 | 0.22 | 0.79344
[7 empty] | 3.7424 | 0.219 | 0.79379
[7 empty] | 3.7501 | 0.218 | 0.79414
[7 empty] | 3.7579 | 0.217 | 0.79448
[7 empty] | 3.7658 | 0.216 | 0.79483
[7 empty] | 3.7737 | 0.215 | 0.79518
[7 empty] | 3.7817 | 0.214 | 0.79553
[7 empty] | 3.7897 | 0.213 | 0.79588
[7 empty] | 3.7978 | 0.212 | 0.79622
[7 empty] | 3.806 | 0.211 | 0.79657
[7 empty] | 3.8142 | 0.21 | 0.79692
[7 empty] | 3.8225 | 0.209 | 0.79727
[7 empty] | 3.8308 | 0.208 | 0.79762
[7 empty] | 3.8392 | 0.207 | 0.79796
[7 empty] | 3.8477 | 0.206 | 0.79831
[7 empty] | 3.8562 | 0.205 | 0.79866
[7 empty] | 3.8648 | 0.204 | 0.79901
[7 empty] | 3.8735 | 0.203 | 0.79936
[7 empty] | 3.8822 | 0.202 | 0.7997
[7 empty] | 3.891 | 0.201 | 0.80005
[7 empty] | 3.8999 | 0.2 | 0.8004
[7 empty] | 3.9088 | 0.199 | 0.80075
[7 empty] | 3.9179 | 0.198 | 0.8011
[7 empty] | 3.9269 | 0.197 | 0.80144
[7 empty] | 3.9361 | 0.196 | 0.80179
[7 empty] | 3.9453 | 0.195 | 0.80214
[7 empty] | 3.9546 | 0.194 | 0.80249
[7 empty] | 3.964 | 0.193 | 0.80284
[7 empty] | 3.9734 | 0.192 | 0.80318
[7 empty] | 3.9829 | 0.191 | 0.80353
[7 empty] | 3.9926 | 0.19 | 0.80388
[7 empty] | 4.0022 | 0.189 | 0.80423
[7 empty] | 4.012 | 0.188 | 0.80458
[7 empty] | 4.0218 | 0.187 | 0.80492
[7 empty] | 4.0318 | 0.186 | 0.80527
[7 empty] | 4.0418 | 0.185 | 0.80562
[7 empty] | 4.0519 | 0.184 | 0.80597
[7 empty] | 4.062 | 0.183 | 0.80632
[7 empty] | 4.0723 | 0.182 | 0.80666
[7 empty] | 4.0827 | 0.181 | 0.80701
[7 empty] | 4.0931 | 0.18 | 0.80736
[7 empty] | 4.1036 | 0.179 | 0.80771
[7 empty] | 4.1143 | 0.178 | 0.80806
[7 empty] | 4.125 | 0.177 | 0.8084
[7 empty] | 4.1358 | 0.176 | 0.80875
[7 empty] | 4.1467 | 0.175 | 0.8091
[7 empty] | 4.1577 | 0.174 | 0.80945
[7 empty] | 4.1688 | 0.173 | 0.8098
[7 empty] | 4.18 | 0.172 | 0.81014
[7 empty] | 4.1913 | 0.171 | 0.81049
[7 empty] | 4.2027 | 0.17 | 0.81084
[7 empty] | 4.2142 | 0.169 | 0.81119
[7 empty] | 4.2259 | 0.168 | 0.81154
[7 empty] | 4.2376 | 0.167 | 0.81188
[7 empty] | 4.2494 | 0.166 | 0.81223
[7 empty] | 4.2614 | 0.165 | 0.81258
[7 empty] | 4.2734 | 0.164 | 0.81293
[7 empty] | 4.2856 | 0.163 | 0.81328
[7 empty] | 4.2979 | 0.162 | 0.81362
[7 empty] | 4.3103 | 0.161 | 0.81397
[7 empty] | 4.3228 | 0.16 | 0.81432
[7 empty] | 4.3354 | 0.159 | 0.81467
[7 empty] | 4.3482 | 0.158 | 0.81502
[7 empty] | 4.3611 | 0.157 | 0.81536
[7 empty] | 4.3741 | 0.156 | 0.81571
[7 empty] | 4.3873 | 0.155 | 0.81606
[7 empty] | 4.4006 | 0.154 | 0.81641
[7 empty] | 4.414 | 0.153 | 0.81676
[7 empty] | 4.4275 | 0.152 | 0.8171
[7 empty] | 4.4412 | 0.151 | 0.81745
[7 empty] | 4.4551 | 0.15 | 0.8178
[7 empty] | 4.469 | 0.149 | 0.81815
[7 empty] | 4.4832 | 0.148 | 0.8185
[7 empty] | 4.4974 | 0.147 | 0.81884
[7 empty] | 4.5118 | 0.146 | 0.81919
[7 empty] | 4.5264 | 0.145 | 0.81954
[7 empty] | 4.5411 | 0.144 | 0.81989
[7 empty] | 4.556 | 0.143 | 0.82024
[7 empty] | 4.5711 | 0.142 | 0.82058
[7 empty] | 4.5863 | 0.141 | 0.82093
[7 empty] | 4.6016 | 0.14 | 0.82128
[7 empty] | 4.6172 | 0.139 | 0.82163
[7 empty] | 4.6329 | 0.138 | 0.82198
[7 empty] | 4.6488 | 0.137 | 0.82232
[7 empty] | 4.6649 | 0.136 | 0.82267
[7 empty] | 4.6811 | 0.135 | 0.82302
[7 empty] | 4.6976 | 0.134 | 0.82337
[7 empty] | 4.7142 | 0.133 | 0.82372
[7 empty] | 4.731 | 0.132 | 0.82406
[7 empty] | 4.748 | 0.131 | 0.82441
[7 empty] | 4.7653 | 0.13 | 0.82476
[7 empty] | 4.7827 | 0.129 | 0.82511
[7 empty] | 4.8003 | 0.128 | 0.82546
[7 empty] | 4.8182 | 0.127 | 0.8258
[7 empty] | 4.8362 | 0.126 | 0.82615
[7 empty] | 4.8545 | 0.125 | 0.8265

## F-S-W-F
[8 empty] | Project name |  |  | :
|  | Design of Strip footing | [5 empty] | Location |  |  | :
|  | Subjected to pure normal | [5 empty] | Footing no |  |  | :
Concrete wall
Given Data
[8 empty] | 200 |  |  | 2400 |  |  | 75 |  | 15 | 30
Design Procedueres
| 8 |  | Input
2400 | 10 | [7 empty] | Pw = Pu /1.5 = |  | 50
2800 | 12 | Fcu (kg/cm²) | 200 |  | Fy rft. (kg/cm²) | 2400 |  |  | A p.c. = Pw/qna = |  | 3.3333
3600 | 14 | [7 empty] | B = A c / 1 = |  | 3.35
4000 | 16 | Pu (t/m') | 75 |  | qna (t/m²) | 15 |  |  | Fn = Pu / B * 1 = |  | 22.3881
4500 | 18 | [6 empty] | Depth for moment
| 20 | Wall thick (cm) | 30 |  | cover (cm) | 7 |  |  | Mu = Fn * 1 * (B - tw )² / 8 = |  |  | 26.0331
| 22 | [7 empty] | d B.M. = 5 * ( Mu / Fcu * 100 )^0.5 = |  |  |  | 57.0451
| 25 | Ø main bars | 22 |  | Ø secondary bars | 12 |  | Depth for shear
| 28 | [7 empty] | qcu * 1 * d = Qu
| 32 |  | Design | [5 empty] | qcu = 0.49 (Fcu / 1.5)^0.5 = |  |  | 5.658
[9 empty] | Qu = Fn * 1 * (B-b-d)/2= |  |  | 34.1418 | 11.194
qcu * 1 * d = Fn * 1 * (B - b - d)/2
[9 empty] | 56.5803 | 34.1418 | 11.194
[9 empty] | d shear = | 50.3757
[9 empty] | Take d = | 58
Reinforcement steel
[9 empty] | As req = Mu / Fy * J * d = |  |  | 22.6416
[9 empty] | As min = μ min * 1 * d = |  |  | 14.5
|  |  | Calculations | [5 empty] | 6 | 22 |  |  |  |  | Safe
[9 empty] | As' = 0.25 As = |  | 5.6604
|  | Fcu (kg/cm²) | 200 |  | Fyrft. (kg/cm²) | 2400 |  |  | 6 | Ø12 | 2 | 12 |  |  | Use smaller Ø
|  | Pu (t/m') | 75 |  | qna (t/m²) | 15 |  | Check for Bond stress
[9 empty] | Qb = Fn * 1 * ( B - t w ) /2 = |  |  | 34141.791 | [6 empty] | 6 | 22
|  | t wall (m) | 0.3 |  | P work. (t.) | 50 |  |  | qbu = 0.95 * ( Fcu / 1.5 )^0.5 = |  |  |  | 10.9697 | [5 empty] | 6 | Ø12
[9 empty] | db = Qb / ( qbu * ∑o ) | [8 empty] | 85
|  | Ac. (m²) | 3.3333 |  | B (m) | 3.35 |  |  | d bond = | 75.0913
|  | Fn (t/m²) | 22.3881 |  | Mu (m.t.) | 26.0331 |  | Check for anchorage Bond
[9 empty] | dd req. = As (Fy / 1.15) / (π * Ø * qb) = |  |  |  | 104.7317
|  | qcu (kg/cm²) | 5.658 |  | qpu (kg/cm²) | 11.547 |  |  | dd avilable = ( B - b ) /2 + d - cover = |  |  |  | 223.5 |  | Safe | [5 empty] | 3.35
|  | d moment (cm) | 57.0451 |  | d shear (cm) | 50.3757 |  |  | d final = | 78 |  | t final = | 85
|  | d (cm) | 58 |  | t (cm) | 65
|  | As req (cm²) | 22.6416 |  | As min (cm²) | 14.5
|  | As (cm²) | 22.6416 |  | As' (cm²) | 5.6604
|  | Choosen As | 6 | Ø22 | Choosen As' | 6 | Ø12
|  | μ min | 0.0025 |  | qbu (kg/cm²) | 10.9697
|  | Qb (kg) | 34141.791 |  | db (cm) | 75.0913
|  | Final d (cm) | 78 |  | Final t (cm) | 85
|  | dd anchorage (cm) | 104.7317 |  | Check Anchor | Safe
|  | Check Shear | Safe |  | Check Bond | Safe
Results
Output
|  | Fcu (kg/cm²) | 200 |  | Fy rft. (kg/cm²) | 2400
|  | Footing length (m) | 3.35 |  | Footing depth (cm) | 85
|  | As main | 6 Ø22 /m |  | As secondary | 6 | Ø12
|  | Check Shear | Safe
|  | Check Bond | Safe
|  | Check anchor | Safe
|  | Check bar spac. | Safe
|  | Input again |  |  | Calculation Sheets

## F-I-F-Q
[8 empty] | Project name |  |  | :
|  | Design of Isolated footing | [5 empty] | Location |  |  | :
|  | Subjected to pure normal | [5 empty] | Footing no |  |  | :
Square footing
Given Data
[8 empty] | 200 |  |  | 2400 |  |  | 180 |  | 15 | 0.45 |  | 0.25
Design Procedueres
| 8 |  | Input
2400 | 10 | [7 empty] | Pw = Pu /1.5 = |  | 120
2800 | 12 | Fcu (kg/cm²) | 200 |  | Fy rft. (kg/cm²) | 2400 |  |  | A p.c. = Pw/qna = |  | 8
3600 | 14 | [7 empty] | B' = A p.c. ^ 0.5 = |  | 2.85
4000 | 16 | Pu (ton) | 180 |  | qna (t/m²) | 15 |  |  | B = B' - 2 t p.c. = |  | 2.35
4500 | 18 | [7 empty] | Fn = Pu / B ² = |  | 32.5939
| 20 | Column side (m) | 0.45 |  | t p.c. (m) | 0.25 |  | Depth for moment
| 22 | [7 empty] | Mu = Fn * B * (B - b )² / 8 = |  |  | 34.5638
| 25 | Ø bars | 18 |  | cover (cm) | 7 |  |  | d B.M. = 5 * ( Mu / Fcu * B )^0.5 = |  |  |  | 42.8778
| 28 | [6 empty] | Depth for shear | [9 empty] | 2.85 | 2.35 |  |  | 45
| 32 |  | Design | [5 empty] | qcu * B * d = Qu
[9 empty] | qcu = 0.49 (Fcu / 1.5)^0.5 = |  |  | 5.6292 | [8 empty] | 45
[9 empty] | Qu = Fn * B * (B - b - d)/2= |  |  | 72.766 | 38.2979
qcu * B * d = Fn * B * (B - b - d)/2
[9 empty] | 132.2854 | 72.766 | 38.2979
[9 empty] | d shear = | 42.6572 | [10 empty] | 2.35
|  |  | Calculations |  |  |  |  | Depth for punching
[9 empty] | qpu = ( Fcu / 1.5 ) ^0.5 = |  |  | 11.547 | [8 empty] | 2.85
|  | Fcu (kg/cm²) | 200 |  | Fyrft. (kg/cm²) | 2400 |  |  | qp * 4 (b + d) d = |  | 461.8802 | 207.8461
[9 empty] | Qp = Fn ( B² - ( b + d )² ) = |  |  | 173.3997 | 29.3345 | 32.5939
|  | Pu (t.) | 180 |  | qna (t/m²) | 15 |  |  | qp * 4 (b + d) d = Fn ( B² - ( b + d )² )
[9 empty] | 461.8802 | 207.8461 | 173.3997 | 29.3345 | 32.5939
|  | b column (m) | 0.45 |  | t p.c. (m) | 0.25 |  |  | 494.4741 | 237.1806 | 173.3997 | = 0
[9 empty] | d punch = | 39.9069
|  | P work. (t.) | 120 |  | A p.c. (m²) | 8 |  |  | Take d = | 42.8778
Reinforcement steel
|  | B' (m) | 2.85 |  | B (m) | 2.35 |  |  | As req = Mu / Fy * J * d = |  |  | 40.6629
[9 empty] | As min = μ min * B * d = |  |  | 25.1907
|  | Fn (t/m²) | 32.5939 |  | Mu (m.t.) | 34.5638 |  |  | 16 | Ø18 |  | 7 | 18 |  | Safe |  |  |  | 16 | Ø18
[9 empty] | As act. = | 40.7314 | [7 empty] | 16 | Ø18
|  | qcu (kg/cm²) | 5.6292 |  | qpu (kg/cm²) | 11.547 |  |  | μ = As / B * d = |  | 0.0040423
[8 empty] | Check for Bond stress | [9 empty] | 85
|  | d moment (cm) | 42.8778 |  | d shear (cm) | 42.6572 |  |  | Qb = Fn * B * ( B - b ) /2 = |  |  | 72765.9574
[9 empty] | qbu = 0.95 ( Fcu/1.5)^0.5 = |  |  | 10.9697 | [5 empty] | 25
|  | d punch (cm) | 39.9069 |  | d (cm) | 42.8778 |  |  | dp = Qb / qbu * ∑o
[9 empty] | d bond = | 73.3522 | [10 empty] | 2.35
|  | As req (cm²) | 40.6629 |  | As min (cm²) | 25.1907 |  | Check for anchorage Bond | [12 empty] | 2.85
[9 empty] | dd = As (Fy / 1.15) / (π * Ø * qb) = |  |  |  | 85.6896
|  | As (cm²) | 40.6629 |  | Choosen As | 16 | Ø18 |  | dd avilable = ( B - b )/2 + d - cover = |  |  |  | 166 |  | Safe
|  | As (cm²) | 40.7314 |  | μ | 0.0040423 |  |  | d final = | 78 |  | t final = | 85
|  | μ min | 0.0025 |  | Check μ | Safe
|  | Qb (kg) | 72765.9574 |  | qbu (kg/cm²) | 10.9697
|  | db (cm) | 73.3522 |  | Final d (cm) | 78
|  | dd anchorage (cm) | 85.6896 |  | dd avialable (cm) | 166
|  | Check Shear | Safe |  | Check Punch | Safe
|  | Check Bond | Safe |  | Check Anchor | Safe
Results
Output
|  | Fcu (kg/cm²) | 200 |  | Fy rft. (kg/cm²) | 2400
|  | P.C. footing | 2.85 m x 2.85 m x 0.25 m |  | Footing side (m) | 2.35 m x 2.35 m x 0.85 m
|  | As | 16 Ø18 | 7
|  | Check Shear | Safe
|  | Check Punch | Safe
|  | Check Bond | Safe
|  | Check anchor | Safe
|  | Check bar spac. | Safe
|  | Input again |  |  | Calculation Sheets

## F-I-F-R
[8 empty] | Project name |  |  | :
|  | Design of Isolated footing | [5 empty] | Location |  |  | :
|  | Subjected to pure normal | [5 empty] | Footing no |  |  | :
Rectangular footing
Given Data
[8 empty] | 250 |  |  | 3600 |  |  | 113 |  | 12 | 1 |  | 0.4 |  | 0.2
Design Procedueres
| 8 |  | Input
2400 | 10 | [7 empty] | Pw = Pu /1.5 = |  | 75.3333
2800 | 12 | Fcu (kg/cm²) | 250 |  | Fy rft. (kg/cm²) | 3600 |  |  | A p.c. = Pw/qna = |  | 6.2778
3600 | 14 | [7 empty] | 2.85 |  | 2.25
4000 | 16 | Pu (ton) | 113 |  | qna (t/m²) | 12 |  |  | Fn = Pu / L' *B' = |  | 17.6218
4500 | 18 | [7 empty] | C = t p.c. * ( Ft /3 Fn )^0.5
| 20 | Column b (m) | 1 |  | Column a (m) | 0.4 |  |  | 0.17397
| 22 | [7 empty] | L = L' - 2C |  | B = B' - 2C
| 25 | t p.c. (m) | 0.2 |  | cover (cm) | 7 |  |  | 2.55 |  | 1.95
| 28 | [7 empty] | q = Pu / L *B = |  | 22.725
| 32 | Ø bars long | 16 |  | Ø bars short | 32 |  | Depth for moment
[9 empty] | Mu 1-1 = q * B * ( L - b )² /8 = |  |  | 13.308
|  |  | Design | [5 empty] | Mu 2-2 = q * L * ( B - a )² /8 = |  |  | 17.4027
[9 empty] | d1-1 = 5 * ( Mu / Fcu * B ) ^0.5 = |  |  | 26.1239
[9 empty] | d2-2 = 5 * ( Mu / Fcu * L ) ^0.5 = |  |  | 26.1239
[9 empty] | d B.M. = | 26.1239
Depth for shear
[9 empty] | Q 1-1 = q * B * ( L - b - d )/2 = |  |  | 34343.1373 | -2.2157
|  |  | Calculations | [5 empty] | Q 2-2 = q * L * ( B - a - d )/2 = |  |  | 44910.2564 | -2.8974
[9 empty] | qcu = 0.49 (Fcu / 1.5)^0.5 = |  |  | 6.3259
|  | Fcu (kg/cm²) | 250 |  | Fyrft. (kg/cm²) | 3600 |  |  | q 1-1 = Q 1-1 / ( B * d1-1 )
q 2-2 = Q 2-2 / ( L * d2-2 )
|  | Pu (t.) | 113 |  | qna (t/m²) | 12 |  |  | d 1-1 = q ( L - b ) / (( qcu + q/2 ) /2) = |  |  |  | 23.6017
[9 empty] | d 2-2 = q ( B - a ) / (( qcu + q/2 ) /2) = |  |  |  | 23.6017 |  |  |  |  | 2.25 | 1.95 |  |  | 40
|  | a column (m) | 0.4 |  | b column (m) | 1 |  |  | d shear = | 23.6017
Depth for punching
|  | P work. (t.) | 75.3333 |  | A p.c. (m²) | 6.2778 |  |  | Qp = q (L*B - (a+d)*(b+d)) = |  |  | 103910.005 | -318.1498 | -2.2725 | [6 empty] | 100
[9 empty] | qpu = (0.5 + a/b) ( Fcu / 1.5 ) ^0.5 = |  |  |  | 11.619 |  | ≤ (Fcu/1.5)^0.5
|  | t p.c. (m.) | 0.2 |  | μ min | 0.0030556 |  |  | qp*2( a+b+2d )*d= |  | 3253.306 | 46.4758
qp * 2( a+b+2d ) = Qp
|  | L' (m) | 2.85 |  | B' (m) | 2.25 |  |  | 103910.005 | -318.1498 | -2.2725 | 3253.306 | 46.4758 | [7 empty] | 2.55
[9 empty] | 48.7483 | 3571.4558 | -103910.005 | 0
|  | L (m) | 2.55 |  | B (m) | 1.95 |  |  | d punch = | 22.3043 | [10 empty] | 2.85
[9 empty] | Take d = | 26.1239
|  | Fn (t/m²) | 17.6218 |  | q (t/m²) | 22.725 |  | Reinforcement steel
Long direction
|  | Mu 1-1 (m.t.) | 13.308 |  | Mu 2-2 (m.t.) | 17.4027 |  |  | As req = Mu1-1 / Fy * J * d = |  |  | 17.1313
[9 empty] | As min = μ min * B * d = |  |  | 15.5655
|  | qcu (kg/cm²) | 6.3259 |  | qpu (kg/cm²) | 11.619 |  |  | As = | 17.1313
[9 empty] | 9 | Ø16 |  | 5 | 16 |  | Safe
|  | Qu 1-1 (t.) | 34.3431 |  | Qu 2-2 (t.) | 44.9103 |  |  | As act. = | 18.1029
Short direction
|  | d moment (cm) | 26.1239 |  | d shear (cm) | 23.6017 |  |  | As req = Mu2-2 / Fy * J * d = |  |  | 22.4025
[9 empty] | As min = μ min * L * d = |  |  | 20.3549
|  | d punch (cm) | 18.3379 |  | d (cm) | 26.1239 |  |  | As = | 22.4025
[9 empty] | As (central zone of width B) = |  |  | 19.4155
|  | As long req (cm²) | 17.1313 |  | As short req (cm²) | 22.4025 |  |  | 3 | Ø32 |  | 1.5385 | 32 |  | Use smaller Ø
[9 empty] | As (end zones) = |  | 2.987
|  | As long min (cm²) | 15.5655 |  | As short min (cm²) | 20.3549 |  |  | 1 | Ø32 |  | 1.6667 | 32 |  | Use smaller Ø
[9 empty] | As act. = | 32.1829 | [8 empty] | 5 | 16
|  | As long (cm²) | 17.1313 |  | As short (cm²) | 22.4025 |  | Check of Bond stress | [9 empty] | 0.5 | Ø32 |  |  | 3 | Ø32 | 0.5 | Ø32
[9 empty] | qbu = 0.95 * ( Fcu / 1.5 )^0.5 = |  |  | 12.2644
|  | Choosen Aslong | 9 | Ø16 | As (central zone) | 3 | Ø32 |  | Qb1-1 = q * B * ( B - b ) /2 = |  |  | 34.3431 | [5 empty] | 190
[9 empty] | db1-1 = Qb1-1 / qbu * ∑o = |  |  | 61.9298
|  | As act. (cm²) | 18.1029 |  | As (end zones) | 1 | Ø32 |  | Qb2-2 = q * L * ( L - b ) /2 = |  |  | 44.9103 | [5 empty] | 20
[9 empty] | db2-2 = Qb2-2 / qbu * ∑o = |  |  | 182.2166
|  | qbu (kg/cm²) | 12.2644 |  | As act. (cm²) | 32.1829 |  |  | d bond = | 182.2166 | [10 empty] | 1.95
2.55
|  | Qb1-1 (t.) | 34.3431 |  | db1 (cm) | 61.9298 |  | Check for anchorage length | [12 empty] | 2.85
[9 empty] | dd avilable = (L - b)/2+d-cover = (B - a)/2+d-cover = |  |  |  |  | 253.5
|  | Qb2-2 (t.) | 44.9103 |  | db2 (cm) | 182.2166 |  |  | dd long = As (Fy / 1.15) / (π * Ø * qbc) = |  |  |  | 102.1908 |  | Safe
[9 empty] | dd short = As (Fy / 1.15) / (π * Ø * qbc) = |  |  |  | 204.3815 |  | Safe
|  | dd anchorage (cm) | 204.3815 |  | Final d (cm) | 183
|  | Check Shear | Safe |  | Check Punch | Safe |  |  | d final = | 183 |  | t final = | 190
|  | Check Bond | Safe |  | Check Anchor | Safe
Results
Output
|  | Fcu (kg/cm²) | 250 |  | Fy rft. (kg/cm²) | 3600
|  | P.C. footing | 2.85 m x 2.25 m x 0.2 m |  | Footing side (m) | 2.55 m x 1.95 m x 1.9 m
|  | As long | 9 Ø16 | 5 | As short | 3 Ø32 / B and 1 Ø32 / L-B
|  | Check Shear | Safe
|  | Check Punch | Safe
|  | Check Bond | Safe
|  | Check anchor | Safe
|  | Check bar spac. | Safe
|  | Input again |  |  | Calculation Sheets

## F-I-M-N
[30 empty] | X | 0.1 | 0.1 | 4.15 | 4.15 | 0.1 |  | 0.5 | 0.5 | 1.625 | 1.625 | 2.625 | 2.625 | 3.75 | 3.75 |  | 2.125 | 2.125 | 1.625 | 1.875 | 2.125 | 2.375 | 2.625
[8 empty] | Project name |  |  | : | [18 empty] | D | 0.1 | 0.5 | 0.5 | 0.1 | 0.1 |  | 0.5 | 1.5 | 1.5 | 3 | 3 | 1.5 | 1.5 | 0.5 |  | 1.5 | 2.25 | 2.3625 | 2.4806 | 2.5279 | 2.4806 | 2.3625
|  | Design of Isolated footing | [5 empty] | Location |  |  | : | [18 empty] | X | 0.1 | 0.5 | 0.5 | 2.625 | 3.1 | 3.75 | 3.75 | 4.15 | 0.1 |  | 2.625 | 2.625 |  | 3.1 | 3.1
|  | Subjected to normal & temporary moment | [5 empty] | Footing no |  |  | : | [18 empty] | Fn | 0.1 | 0.1 | 4.4379 | 13.7233 | 15.7988 | 18.6391 | 0.1 | 0.1 | 0.1 |  | 13.7233 | 0.1 |  | 15.7988 | 0.1
non uniform stress
Given Data
[9 empty] | 250 |  |  |  |  | 3600 |  |  |  |  | 150 |  | 50 |  |  | 12.5 | 1 |  | 1 | 1 | 0.4
Design Procedueres
| 8 |  | Input
2400 | 10 | [7 empty] | Pw = Pu / 1.5 = |  |  |  | 100
2800 | 12 | Fcu (kg/cm²) | 250 |  | Fy rft. (kg/cm²) | 3600 |  |  | Mw = Mu / 1.5 = |  |  |  | 33.3333
3600 | 14 | [7 empty] | e = M/p = |  | 0.33333
4000 | 16 | Pu (ton) | 150 |  | Mu (m.t.) | 50 |  |  | qna = p / L' B' ( 1 + 6e / L' )
4500 | 18 | [7 empty] | B' = p / qna [ ( L' + 6e ) / L' ² ]
| 20 | qna (t/m²) | 12.5 |  | cover (cm) | 5 |  |  | 4.05 | [16 empty] | 50
| 22 | [7 empty] | 4.8 | [16 empty] | 150
| 25 | Column b (m) | 1 |  | Column a (m) | 1 |  |  | L = L' - 2C = |  |  | 3.25
| 28 | [7 empty] | B = B' - 2C = |  |  | 4
| 32 | t R.C. (m) | 1 |  | t p.c. (m) | 0.4 |  |  | Fn1 = p / L B ( 1 + 6e / L ) = | [5 empty] | 18.6391
[9 empty] | Fn2 = p / L B ( 1 - 6e / L ) = | [5 empty] | 4.4379
|  | Ø bars long | 18 |  | Ø bars short | 14 |  |  | Fn at any distance X from Fn1 is given by
[9 empty] | Fn = Fn1 - [( Fn1 - Fn2 )/ L] X = | [5 empty] | 18.64 - 4.37 X
|  |  | Design | [5 empty] | Fn3 ( at distance d/2 from column face ) = | [8 empty] | 15.7988
[9 empty] | Fn4 ( at column face ) = |  |  |  |  | 13.7233
Check depth for moment
[9 empty] | Mu 1-1 = Fn4 * B * ( L - b )² /8 + ( Fn1 - Fn4 ) * B * ( L - b ) * 0.5 * ( L - b ) * 2/3 = | [13 empty] | 94.8697
d = C1 * ( Mu 1-1 / Fcu * B )^0.5
[9 empty] | 10.6844 |  |  |  | 0.125 |  |  |  | 0.44 |  |  |  |  | Safe
|  |  | Calculations | [5 empty] | Mu 2-2 =[ ( Fn1 + Fn2 ) / 2 ] * L * ( B - a )² /8 = | [8 empty] | 84.349
d = C1 * ( Mu 2-2 / Fcu * L )^0.5
|  | Fcu (kg/cm²) | 250 |  | Fyrft. (kg/cm²) | 3600 |  |  | 10.4083 |  |  |  | 0.125 |  |  |  | 0.44 |  |  |  |  | Safe
Check depth for shear
|  | Pu (t.) | 150 |  | Mu (m.t.) | 50 |  |  | qcu = 0.49 (Fcu / 1.5)^0.5 = | [5 empty] | 6.3259
[9 empty] | Q 1-1 = [ ( Fn1 + Fn3 ) /2 ] * B * ( L - b - d )/2 = | [8 empty] | 86.7834
|  | e (m) | 0.33333 |  | qna (t/m²) | 12.5 |  |  | q 1-1 = Q 1-1 / ( B * d ) = |  |  |  |  | 1.9031 | [7 empty] | Safe
[9 empty] | Q 2-2 = [ ( Fn1 + Fn2 ) /2 ] * L * ( B - a - d )/2 = | [8 empty] | 66.5913
|  | a column (m) | 1 |  | b column (m) | 1 |  |  | q 2-2 = Q 2-2 / ( L * d ) = |  |  |  |  | 1.4603 | [7 empty] | Safe
Depth for punching
|  | d R.C. (m) | 0.95 |  | t p.c. (m) | 0.4 |  |  | Qp = Pu - [ ( Fn1 + Fn2 ) / 2 ] * ( L * B - (a+d) * (b+d)) = | [10 empty] | 106.125
[9 empty] | qpu = (0.5 + a/b) (Fcu / 1.5)^0.5 = | [6 empty] | 12.9099 |  |  |  | ≤ (Fcu/1.5)^0.5
|  | P work. (t.) | 100 |  | M work. (m.t.) | 33.3333 |  |  | qp = Qp / 2( a + b + 2d ) * d= | [5 empty] | 1.4322 | [6 empty] | Safe
Reinforcement steel
|  | L' (m) | 4.05 |  | B' (m) | 4.8 |  |  | Long direction
[9 empty] | As req = Mu1-1 / Fy * J * d = | [5 empty] | 33.5628
|  | L (m) | 3.25 |  | B (m) | 4 |  |  | As min = μ min * B * d = | [5 empty] | 68.4
[9 empty] | As = | 68.4
|  | Fn1 (t/m²) | 18.6391 |  | Fn2 (t/m²) | 4.4379 |  |  | 27 |  | Ø18 |  |  | 6 | 18 | [6 empty] | Safe
Short direction
|  | Fn3 (t/m²) | 15.7988 |  | Fn4 (t/m²) | 13.7233 |  |  | As req = Mu2-2 / Fy * J * d = | [5 empty] | 29.8408
[9 empty] | As min = μ min * L * d = | [5 empty] | 57.7125
|  | Mu 1-1 (m.t.) | 94.8697 |  | Mu 2-2 (m.t.) | 84.349 |  |  | As = | 57.7125
[9 empty] | 38 |  | Ø14 |  |  | 11.6923 | 14 | [6 empty] | Use Greater Ø
|  | C1 | 10.6844 |  | C1 | 10.4083 |  | Check of Bond stress
[9 empty] | qbcu = 0.95 * (Fcu / 1.5)^0.5 = | [5 empty] | 12.2644
|  | C/d | 0.125 |  | C/d | 0.125 |  |  | Qb1-1 = [(Fn1 + Fn4) / 2] * B * (L - b)/2 = | [7 empty] | 118.4461
[9 empty] | qb1-1 = Qb1-1 / ∑o d = |  |  |  |  | 8.1702 | [7 empty] | Safe
|  | C/d max | 0.44 |  | C/d max | 0.44 |  |  | Qb2-2 = [(Fn1 + Fn2) / 2] * L * (B - a)/2 = | [7 empty] | 88.7885
[9 empty] | qb2-2 = Qb2-2 / ∑o d = |  |  |  |  | 5.5949 | [7 empty] | Safe
|  | Check C/d | Safe |  | Check C/d | Safe |  | Check for anchorage length
[9 empty] | dd long avilable = (L - b)/2+d-cover = | [6 empty] | 242.5
|  | J | 0.8265 |  | J | 0.8265 |  |  | dd long = As (Fy / 1.15)/(π * Ø * qbcu) = | [7 empty] | 114.9646 |  |  |  |  | Safe
[9 empty] | dd short avilable = (B - a)/2+d-cover= | [6 empty] | 280
|  | Qu 1-1 (t.) | 86.7834 |  | Qu 2-2 (t.) | 66.5913 |  |  | dd short = As (Fy / 1.15)/(π * Ø * qbcu) = | [7 empty] | 89.4169 |  |  |  |  | Safe
|  | qu 1-1 (kg/cm²) | 1.9031 |  | qu 2-2 (kg/cm²) | 1.4603
|  | qcu (kg/cm²) | 6.3259 |  | qcu (kg/cm²) | 6.3259
|  | Check Shear | Safe |  | Check Shear | Safe
|  | Qp (t.) | 106.125 |  | qp (kg/cm²) | 1.4322
|  | qpcu (kg/cm²) | 12.9099 |  | Check Punch | Safe
|  | As long req (cm²) | 33.5628 |  | As short req (cm²) | 29.8408
|  | As long min (cm²) | 68.4 |  | As short min (cm²) | 57.7125
|  | As long (cm²) | 68.4 |  | As short (cm²) | 57.7125
|  | Choosen Aslong | 27 | Ø18 | As (central zone) | 38 | Ø14
|  | qbu (kg/cm²) | 12.2644 |  | qbu (kg/cm²) | 12.2644
|  | Qb1-1 (t.) | 118.4461 |  | Qb2-2 (t.) | 88.7885
|  | qb 1-1 (kg/cm²) | 8.1702 |  | qb 2-2 (kg/cm²) | 5.5949
|  | Check Bond | Safe |  | Check Bond | Safe
|  | dd anchorage (cm) | 114.9646 |  | dd anchorage (cm) | 89.4169
|  | dd avilable (cm) | 242.5 |  | dd avilable (cm) | 280
|  | Check Anchor | Safe |  | Check Anchor | Safe
Results
Output
|  | Fcu (kg/cm²) | 250 |  | Fy rft. (kg/cm²) | 3600
|  | P.C. footing | 4.05 m x 4.8 m x 0.4 m |  | R.C. footing | 3.25 m x 4 m x 1 m
|  | As long | 27 Ø18 | 5.625 | As short | 38 Ø14 | 9.3827
|  | Check Shear | Safe
|  | Check Punch | Safe
|  | Check Bond | Safe
|  | Check anchor | Safe
|  | Check Ø long | Safe
|  | Check Ø short | Safe
|  | Input again |  |  | Calculation Sheets

## F-I-M-U
[29 empty] | X | 0.1 | 0.1 | 3.85 | 3.85 | 0.1 | 0.3 | 0.3 | 1.2464 | 1.2464 | 1.8464 | 1.8464 | 3.65 | 3.65 |  | 1.5464 | 1.5464 | 1.2464 | 1.3964 | 1.5464 | 1.6964 | 1.8464
[8 empty] | Project name |  |  | : | [17 empty] | D | 0.1 | 0.3 | 0.3 | 0.1 | 0.1 | 0.3 | 1.2 | 1.2 | 2.4 | 2.4 | 1.2 | 1.2 | 0.3 |  | 1.2 | 1.8 | 1.89 | 1.9845 | 2.0223 | 1.9845 | 1.89
|  | Design of Isolated footing | [5 empty] | Location |  |  | : | [17 empty] | X | 0.1 | 0.1 | 3.85 | 3.85 | 0.1 | 0.3 | 0.3 | 3.65 | 3.65 | 0.3 |  | 1.2464 | 1.2464 | 1.8464 | 1.8464 | 1.2464
|  | Subjected to normal & permanent moment | [5 empty] | Footing no |  |  | : | [17 empty] | Y | 0.1 | 1.7 | 1.7 | 0.1 | 0.1 | 0.3 | 1.5 | 1.5 | 0.3 | 0.3 |  | 0.775 | 1.025 | 1.025 | 0.775 | 0.775
Uniform stress
Given Data
[9 empty] | 250 |  |  |  |  | 3600 |  |  |  |  | 70 |  | 30 |  | 8 | 0.6 |  | 0.25 | 0.9 | 0.2
Design Procedueres
| 8 |  | Input
2400 | 10 | [7 empty] | Pw = Pu / 1.5 = |  |  |  | 46.6667
2800 | 12 | Fcu (kg/cm²) | 250 |  | Fy rft. (kg/cm²) | 3600 |  |  | Mw = Mu / 1.5 = |  |  |  | 20
3600 | 14 | [7 empty] | e = M/p = |  | 0.42857
4000 | 16 | Pu (ton) | 70 |  | Mu (m.t.) | 30 |  |  | A p.c. = Pw / qna = |  |  |  | 5.8333
4500 | 18 | [7 empty] | L / B = b / a = |  |  | 2.4
| 20 | qna (t/m²) | 8 |  | cover (cm) | 5 |  |  | 1.6 | [15 empty] | 30
| 22 | [7 empty] | 3.75 | [15 empty] | 70
| 25 | Column b (m) | 0.6 |  | Column a (m) | 0.25 |  |  | L = L' - 2C = |  |  | 3.35
| 28 | [7 empty] | B = B' - 2C = |  |  | 1.2
| 32 | t R.C. (m) | 0.9 |  | t p.c. (m) | 0.2 |  |  | Fn = Pu / L'B' = |  |  | 11.6667
[9 empty] | qu = Pu / L B = |  |  | 17.4129
|  | Ø bars long | 14 |  | Ø bars short | 14 |  | Check depth for moment
[9 empty] | Mu 1-1 = qu * B * ( L/2 - b/2 + e )²/2 = | [6 empty] | 33.9852
|  |  | Design | [5 empty] | d = C1 * ( Mu 1-1 / Fcu * B )^0.5
[9 empty] | 7.9861 |  |  |  | 0.125 |  |  |  | 0.44 |  |  |  |  | Safe
[9 empty] | Mu 2-2 =qu * L * ( B - a )² /8 = | [5 empty] | 6.5807
d = C1 * ( Mu 2-2 / Fcu * L )^0.5
[9 empty] | 30.3232 |  |  |  | 0.125 |  |  |  | 0.44 |  |  |  |  | Safe
Check depth for shear
|  |  | Calculations | [5 empty] | qcu = 0.49 (Fcu / 1.5)^0.5 = | [5 empty] | 6.3259
[9 empty] | Q 1-1 = qu * B * ( L/2 - b/2 - d/2 + e ) = | [7 empty] | 28.806
|  | Fcu (kg/cm²) | 250 |  | Fyrft. (kg/cm²) | 3600 |  |  | q 1-1 = Q 1-1 / ( B * d ) = |  |  |  |  | 2.8241 | [7 empty] | Safe
[9 empty] | Q 2-2 = qu * L * ( B - a - d )/2 = | [8 empty] | 2.9167
|  | Pu (t.) | 70 |  | Mu (m.t.) | 30 |  |  | q 2-2 = Q 2-2 / ( L * d ) = |  |  |  |  | 0.10243 | [7 empty] | Safe
Depth for punching
|  | e (m) | 0.42857 |  | qna (t/m²) | 8 |  |  | Qp = Pu - qu * ( L * B - (a+d) * (b+d)) = | [7 empty] | 42.2264
[9 empty] | qpu = (0.5 + a/b) (Fcu / 1.5)^0.5 = | [6 empty] | 11.8341 |  |  |  | ≤ (Fcu/1.5)^0.5
|  | b column (m) | 0.6 |  | a column (m) | 0.25 |  |  | qp = Qp / 2( a + b + 2d ) * d= | [5 empty] | 0.97408 | [6 empty] | Safe
Reinforcement steel
|  | d R.C. (m) | 0.85 |  | t p.c. (m) | 0.2 |  |  | Long direction
[9 empty] | As req = Mu1-1 / Fy * J * d = | [5 empty] | 13.4377
|  | P work. (t.) | 46.6667 |  | M work. (m.t.) | 20 |  |  | As min = μ min * B * d = | [5 empty] | 15.3
[9 empty] | As = | 15.3
|  | A p.c. (m²) | 5.8333 |  | b/a | 2.4 |  |  | 10 |  | Ø14 |  |  | 7 | 14 | [6 empty] | Safe
Short direction
|  | L' (m) | 3.75 |  | B' (m) | 1.6 |  |  | As req = Mu2-2 / Fy * J * d = | [5 empty] | 2.602
[9 empty] | As min = μ min * L * d = | [5 empty] | 42.7125
|  | L (m) | 3.35 |  | B (m) | 1.2 |  |  | As = | 42.7125
[9 empty] | 28 |  | Ø14 |  |  | 8.3582 | 14 | [6 empty] | Safe
|  | Fn (t/m²) | 11.6667 |  | qu (t/m²) | 17.4129 |  | Check of Bond stress
[9 empty] | qbcu = 0.95 * (Fcu / 1.5)^0.5 = | [5 empty] | 12.2644
|  | Mu 1-1 (m.t.) | 33.9852 |  | Mu 2-2 (m.t.) | 6.5807 |  |  | Qb1-1 = qu * B * (L/2 - b/2 +e) = | [6 empty] | 37.6866
[9 empty] | qb1-1 = Qb1-1 / ∑o d = |  |  |  |  | 10.0858 | [7 empty] | Safe
|  | C1 | 7.9861 |  | C1 | 30.3232 |  |  | Qb2-2 = qu * L * (B - a)/2 = | [5 empty] | 27.7083
[9 empty] | qb2-2 = Qb2-2 / ∑o d = |  |  |  |  | 2.6484 | [7 empty] | Safe
|  | C/d | 0.125 |  | C/d | 0.125 |  | Check for anchorage length
[9 empty] | dd long avilable = (L/2 - b/2 +e)+d-cover = | [7 empty] | 260.3571
|  | C/d max | 0.44 |  | C/d max | 0.44 |  |  | dd long = As (Fy / 1.15)/(π * Ø * qbcu) = | [7 empty] | 89.4169 |  |  |  |  | Safe
[9 empty] | dd short avilable = (B - a)/2+d-cover= | [6 empty] | 127.5
|  | Check C/d | Safe |  | Check C/d | Safe |  |  | dd short = As (Fy / 1.15)/(π * Ø * qbcu) = | [7 empty] | 89.4169 |  |  |  |  | Safe
|  | J | 0.8265 |  | J | 0.8265
|  | Qu 1-1 (t.) | 28.806 |  | Qu 2-2 (t.) | 2.9167
|  | qu 1-1 (kg/cm²) | 2.8241 |  | qu 2-2 (kg/cm²) | 0.10243
|  | qcu (kg/cm²) | 6.3259 |  | qcu (kg/cm²) | 6.3259
|  | Check Shear | Safe |  | Check Shear | Safe
|  | Qp (t.) | 42.2264 |  | qp (kg/cm²) | 0.97408
|  | qpcu (kg/cm²) | 11.8341 |  | Check Punch | Safe
|  | As long req (cm²) | 13.4377 |  | As short req (cm²) | 2.602
|  | As long min (cm²) | 15.3 |  | As short min (cm²) | 42.7125
|  | As long (cm²) | 15.3 |  | As short (cm²) | 42.7125
|  | Choosen Aslong | 10 | Ø14 | As (central zone) | 28 | Ø14
|  | qbu (kg/cm²) | 12.2644 |  | qbu (kg/cm²) | 12.2644
|  | Qb1-1 (t.) | 37.6866 |  | Qb2-2 (t.) | 27.7083
|  | qb 1-1 (kg/cm²) | 10.0858 |  | qb 2-2 (kg/cm²) | 2.6484
|  | Check Bond | Safe |  | Check Bond | Safe
|  | dd anchorage (cm) | 89.4169 |  | dd anchorage (cm) | 89.4169
|  | dd avilable (cm) | 260.3571 |  | dd avilable (cm) | 127.5
|  | Check Anchor | Safe |  | Check Anchor | Safe
Results
Output
|  | Fcu (kg/cm²) | 250 |  | Fy rft. (kg/cm²) | 3600
|  | P.C. footing | 3.75 m x 1.6 m x 0.2 m |  | R.C. footing | 3.35 m x 1.2 m x 0.9 m
|  | As long | 10 Ø14 | 6.25 | As short | 28 Ø14 | 7.4667
|  | Check Shear | Safe
|  | Check Punch | Safe
|  | Check Bond | Safe
|  | Check anchor | Safe
|  | Check Ø long | Safe
|  | Check Ø short | Safe
|  | Input again |  |  | Calculation Sheets

## F-C-F-R
[8 empty] | Project name |  |  | :
|  | Design of Combined footing | [5 empty] | Location |  |  | :
|  | Subjected to pure normal | [5 empty] | Footing no |  |  | : | [15 empty] | 0.1 | 0.1 | 6.9 | 6.9 | 0.1 |  | 0.35 | 0.35 | 6.65 | 6.65 | 0.35 |  | 1.1 | 1.1 | 1.4 | 1.4 | 1.1 |  | 5.6 | 5.6 | 5.9 | 5.9 | 5.6
|  | Rectangular footing | [24 empty] | 0.1 | 3.05 | 3.05 | 0.1 | 0.1 |  | 0.35 | 2.8 | 2.8 | 0.35 | 0.35 |  | 1.2 | 1.95 | 1.95 | 1.2 | 1.2 |  | 1.2 | 1.95 | 1.95 | 1.2 | 1.2
[8 empty] | Given Data | [18 empty] | 0.1 | 0.1 | 6.9 | 6.9 | 0.1 |  | 0.35 | 0.35 | 1.1 | 1.1 | 1.4 | 1.4 | 5.6 | 5.6 | 5.9 | 5.9 | 6.65 | 6.65 |  | 1.25 | 1.25 |  | 5.75 | 5.75 |  | 0.35 | 0.35 |  | 0.665 | 0.665 |  | 0.98 | 0.98 |  | 1.295 | 1.295 |  | 1.61 | 1.61 |  | 1.925 | 1.925 |  | 2.24 | 2.24 |  | 2.555 | 2.555 |  | 2.87 | 2.87 |  | 3.185 | 3.185 |  | 3.5 | 3.5 |  | 3.815 | 3.815 |  | 4.13 | 4.13 |  | 4.445 | 4.445 |  | 4.76 | 4.76 |  | 5.075 | 5.075 |  | 5.39 | 5.39 |  | 5.705 | 5.705 |  | 6.02 | 6.02 |  | 6.335 | 6.335 |  | 6.65 | 6.65
[8 empty] | 250 |  |  | 2400 |  |  | 225 |  | 0.3 |  | 0.75 |  | 4.5 |  |  |  | 15 | 225 |  | 0.1 | 0.35 | 0.35 | 0.1 | 0.1 |  | 0.35 | 1.55 | 1.55 | 4.65 | 4.65 | 1.55 | 1.55 | 4.65 | 4.65 | 1.55 | 1.55 | 0.35 |  | 1.55 | 3.1 |  | 1.55 | 3.1 |  | 0.1 | -0.3 |  | 0.1 | -0.3 |  | 0.1 | -0.3 |  | 0.1 | -0.3 |  | 0.1 | -0.3 |  | 0.1 | -0.3 |  | 0.1 | -0.3 |  | 0.1 | -0.3 |  | 0.1 | -0.3 |  | 0.1 | -0.3 |  | 0.1 | -0.3 |  | 0.1 | -0.3 |  | 0.1 | -0.3 |  | 0.1 | -0.3 |  | 0.1 | -0.3 |  | 0.1 | -0.3 |  | 0.1 | -0.3 |  | 0.1 | -0.3 |  | 0.1 | -0.3 |  | 0.1 | -0.3 |  | 0.1 | -0.3
[8 empty] | 1.2 |  |  | 0.25 |  |  | 225 |  | 0.3 |  | 0.75 |  | distance from outer face of exterior column to footing edge = | [5 empty] | 1 | 0.1 | 0.35 | 1.1 | 1.4 | 3.5 | 5.6 | 5.9 | 6.65 | 6.9 | 0.1
|  |  | Input |  |  |  |  | Design Procedueres | [18 empty] | 0 | 0 | 53.5714 | -150 | 0 | 150 | -53.5714 | 0 | 0 | 0 |  |  | 0.11296
2400 | [26 empty] | 0 | 0 | 20.0893 | 5.625 | -151.875 | 5.625 | 20.0893 | 0 | 0 | 0
2800 | 12 | Fcu (kg/cm²) | 250 |  | Fy rft. (kg/cm²) | 2400 |  |  | R = Pw1 + Pw2 = |  | 300 | [15 empty] | 0.4 | 0.4 | 6.6 | 6.6 |  | 0.42 | 6.58 |  | 0.45 | 0.56296 | 0.67593 | 0.78889 | 0.90185 | 1.0148 | 1.1278 | 1.2407 | 1.3537 | 1.4667 | 1.5796 | 1.6926 | 1.8056 | 1.9185 | 2.0315 | 2.1444 | 2.2574 | 2.3704 | 2.4833 | 2.5963 | 2.7093 | 2.8222 | 2.9352 | 3.0481 | 3.1611 | 3.2741 | 3.387 | 3.5 | 3.613 | 3.7259 | 3.8389 | 3.9519 | 4.0648 | 4.1778 | 4.2907 | 4.4037 | 4.5167 | 4.6296 | 4.7426 | 4.8556 | 4.9685 | 5.0815 | 5.1944 | 5.3074 | 5.4204 | 5.5333 | 5.6463 | 5.7593 | 5.8722 | 5.9852 | 6.0981 | 6.2111 | 6.3241 | 6.437 | 6.55 | 6.55 | 6.55 | 6.55 | 6.55 | 6.55 | 6.55 | 6.55 | 6.55 | 6.55 | 6.55 | 6.55 | 6.55 | 6.55 | 6.55 | 6.55 | 6.55 | 6.55 | 6.55 | 6.55 | 6.55 | 6.55 | 6.55 | 6.55 | 6.55 | 6.55 | 6.55 | 6.55 | 6.55 | 6.55 | 6.55 | 6.55 | 6.55 | 6.55 | 6.55 | 6.55 | 6.55 | 6.55 | 6.55 | 6.55 | 6.55 | 6.55 | 6.55 | 6.55 | 6.55 | 6.55 | 6.55 | 6.55 | 6.55 | 6.55 | 6.55 | 6.55 | 6.55 | 6.55 | 6.55 | 6.55 | 6.55 | 6.55 | 6.55 | 6.55 | 6.55 | 6.55 | 6.55 | 6.55 | 6.55 | 6.55 | 6.55 | 6.55 | 6.55 | 6.55 | 6.55 | 6.55 | 6.55 | 6.55 | 6.55 | 6.55 | 6.55 | 6.55 | 6.55 | 6.55 | 6.55 | 6.55 | 6.55 | 6.55 | 6.55 | 6.55 | 6.55 | 6.55 | 6.55 | 6.55 | 6.55 | 6.55 | 6.55 | 6.55 | 6.55 | 6.55 | 6.55 | 6.55 | 6.55 | 6.55 | 6.55 | 6.55 | 6.55 | 6.55 | 6.55 | 6.55 | 6.55 | 6.55 | 6.55 | 6.55 | 6.55 | 6.55 | 6.55 | 6.55 | 6.55 | 6.55 | 6.55 | 6.55 | 6.55 | 6.55 | 6.55 | 6.55 | 6.55 | 6.55 | 6.55 | 6.55 | 6.55 | 6.55 | 6.55 | 6.55 | 6.55 | 6.55 | 6.55 | 6.55 | 6.55 | 6.55 | 6.55 | 6.55 | 6.55 | 6.55 | 6.55 | 6.55 | 6.55 | 6.55 | 6.55 | 6.55 | 6.55 | 6.55 | 6.55 | 6.55 | 6.55 | 6.55 | 6.55 | 6.55 | 6.55 | 6.55 | 6.55 | 6.55 | 6.55 | 6.55 | 6.55 | 6.55 | 6.55 | 6.55 | 6.55 | 6.55 | 6.55 | 6.55 | 6.55 | 6.55 | 6.55 | 6.55 | 6.55 | 6.55 | 6.55 | 6.55 | 6.55 | 6.55 | 6.55 | 6.55 | 6.55 | 6.55 | 6.55 | 6.55 | 6.55 | 6.55 | 6.55 | 6.55 | 6.55 | 6.55 | 6.55 | 6.55 | 6.55 | 6.55 | 6.55 | 6.55 | 6.55 | 6.55 | 6.55 | 6.55 | 6.55 | 6.55 | 6.55 | 6.55 | 6.55 | 6.55 | 6.55 | 6.55 | 6.55 | 6.55 | 6.55 | 6.55 | 6.55 | 6.55 | 6.55 | 6.55 | 6.55 | 6.55 | 6.55 | 6.55 | 6.55 | 6.55 | 6.55 | 6.55 | 6.55 | 6.55 | 6.55 | 6.55 | 6.55 | 6.55 | 6.55 | 6.55 | 6.55 | 6.55 | 6.55 | 6.55 | 6.55 | 6.55 | 6.55 | 6.55 | 6.55 | 6.55 | 6.55 | 6.55 | 6.55 | 6.55 | 6.55 | 6.55 | 6.55 | 6.55 | 6.55 | 6.55 | 6.55 | 6.55 | 6.55 | 6.55 | 6.55 | 6.55 | 6.55 | 6.55 | 6.55 | 6.55 | 6.55 | 6.55 | 6.55 | 6.55 | 6.55 | 6.55 | 6.55 | 6.55 | 6.55 | 6.55 | 6.55 | 6.55 | 6.55 | 6.55 | 6.55 | 6.55 | 6.55 | 6.55 | 6.55 | 6.55 | 6.55 | 6.55 | 6.55 | 6.55 | 6.55 | 6.55 | 6.55 | 6.55 | 6.55 | 6.55 | 6.55 | 6.55 | 6.55 | 6.55 | 6.55 | 6.55 | 6.55 | 6.55 | 6.55 | 6.55 | 6.55 | 6.55 | 6.55 | 6.55 | 6.55 | 6.55 | 6.55 | 6.55 | 6.55 | 6.55 | 6.55 | 6.55 | 6.55 | 6.55 | 6.55 | 6.55 | 6.55 | 6.55 | 6.55 | 6.55 | 6.55 | 6.55 | 6.55 | 6.55 | 6.55 | 6.55 | 6.55 | 6.55 | 6.55 | 6.55 | 6.55 | 6.55 | 6.55 | 6.55 | 6.55 | 6.55 | 6.55 | 6.55 | 6.55 | 6.55 | 6.55 | 6.55 | 6.55 | 6.55 | 6.55 | 6.55 | 6.55 | 6.55 | 6.55 | 6.55 | 6.55 | 6.55 | 6.55 | 6.55 | 6.55 | 6.55 | 6.55 | 6.55 | 6.55 | 6.55 | 6.55 | 6.55 | 6.55 | 6.55 | 6.55 | 6.55 | 6.55 | 6.55 | 6.55 | 6.55 | 6.55 | 6.55 | 6.55 | 6.55 | 6.55 | 6.55 | 6.55 | 6.55 | 6.55 | 6.55 | 6.55 | 6.55 | 6.55 | 6.55 | 6.55 | 6.55 | 6.55 | 6.55 | 6.55 | 6.55 | 6.55 | 6.55 | 6.55 | 6.55 | 6.55 | 6.55 | 6.55 | 6.55 | 6.55 | 6.55 | 6.55 | 6.55 | 6.55 | 6.55 | 6.55 | 6.55 | 6.55 | 6.55 | 6.55 | 6.55 | 6.55 | 6.55 | 6.55 | 6.55 | 6.55 | 6.55 | 6.55 | 6.55 | 6.55 | 6.55 | 6.55 | 6.55 | 6.55 | 6.55 | 6.55 | 6.55 | 6.55 | 6.55 | 6.55 | 6.55 | 6.55 | 6.55 | 6.55 | 6.55 | 6.55 | 6.55 | 6.55 | 6.55 | 6.55 | 6.55 | 6.55 | 6.55 | 6.55 | 6.55 | 6.55 | 6.55 | 6.55 | 6.55 | 6.55 | 6.55 | 6.55 | 6.55 | 6.55 | 6.55 | 6.55 | 6.55 | 6.55 | 6.55 | 6.55 | 6.55 | 6.55 | 6.55 | 6.55 | 6.55 | 6.55 | 6.55 | 6.55 | 6.55 | 6.55 | 6.55 | 6.55 | 6.55 | 6.55 | 6.55 | 6.55 | 6.55 | 6.55 | 6.55 | 6.55 | 6.55 | 6.55 | 6.55 | 6.55 | 6.55 | 6.55 | 6.55 | 6.55 | 6.55 | 6.55 | 6.55 | 6.55 | 6.55 | 6.55 | 6.55 | 6.55 | 6.55 | 6.55 | 6.55 | 6.55 | 6.55 | 6.55 | 6.55 | 6.55 | 6.55 | 6.55 | 6.55 | 6.55 | 6.55 | 6.55 | 6.55 | 6.55 | 6.55 | 6.55 | 6.55 | 6.55 | 6.55 | 6.55 | 6.55 | 6.55 | 6.55 | 6.55 | 6.55 | 6.55 | 6.55 | 6.55 | 6.55 | 6.55 | 6.55 | 6.55 | 6.55 | 6.55 | 6.55 | 6.55 | 6.55 | 6.55 | 6.55 | 6.55 | 6.55 | 6.55 | 6.55 | 6.55 | 6.55 | 6.55 | 6.55 | 6.55 | 6.55 | 6.55 | 6.55 | 6.55 | 6.55 | 6.55 | 6.55 | 6.55 | 6.55 | 6.55 | 6.55 | 6.55 | 6.55 | 6.55 | 6.55 | 6.55 | 6.55 | 6.55 | 6.55 | 6.55 | 6.55 | 6.55 | 6.55 | 6.55 | 6.55 | 6.55 | 6.55 | 6.55 | 6.55 | 6.55 | 6.55 | 6.55 | 6.55 | 6.55 | 6.55 | 6.55 | 6.55 | 6.55 | 6.55 | 6.55 | 6.55 | 6.55 | 6.55 | 6.55 | 6.55 | 6.55 | 6.55 | 6.55 | 6.55 | 6.55 | 6.55 | 6.55 | 6.55 | 6.55 | 6.55 | 6.55 | 6.55 | 6.55 | 6.55 | 6.55 | 6.55 | 6.55 | 6.55 | 6.55 | 6.55 | 6.55 | 6.55 | 6.55 | 6.55 | 6.55 | 6.55 | 6.55 | 6.55 | 6.55 | 6.55 | 6.55 | 6.55 | 6.55 | 6.55 | 6.55 | 6.55 | 6.55 | 6.55 | 6.55 | 6.55 | 6.55 | 6.55 | 6.55 | 6.55 | 6.55 | 6.55 | 6.55 | 6.55 | 6.55 | 6.55 | 6.55 | 6.55 | 6.55 | 6.55 | 6.55 | 6.55 | 6.55 | 6.55 | 6.55 | 6.55 | 6.55 | 6.55 | 6.55 | 6.55 | 6.55 | 6.55 | 6.55 | 6.55 | 6.55 | 6.55 | 6.55 | 6.55 | 6.55 | 6.55 | 6.55 | 6.55 | 6.55 | 6.55 | 6.55 | 6.55 | 6.55 | 6.55 | 6.55 | 6.55 | 6.55 | 6.55 | 6.55 | 6.55 | 6.55 | 6.55 | 6.55 | 6.55 | 6.55 | 6.55 | 6.55 | 6.55 | 6.55 | 6.55 | 6.55 | 6.55 | 6.55 | 6.55 | 6.55 | 6.55 | 6.55 | 6.55 | 6.55 | 6.55 | 6.55 | 6.55 | 6.55 | 6.55 | 6.55 | 6.55 | 6.55 | 6.55 | 6.55 | 6.55 | 6.55 | 6.55 | 6.55 | 6.55 | 6.55 | 6.55 | 6.55 | 6.55 | 6.55 | 6.55 | 6.55 | 6.55 | 6.55 | 6.55 | 6.55 | 6.55 | 6.55 | 6.55 | 6.55 | 6.55 | 6.55 | 6.55 | 6.55 | 6.55 | 6.55 | 6.55 | 6.55 | 6.55 | 6.55 | 6.55 | 6.55 | 6.55 | 6.55 | 6.55 | 6.55 | 6.55 | 6.55 | 6.55 | 6.55 | 6.55 | 6.55 | 6.55 | 6.55 | 6.55 | 6.55 | 6.55 | 6.55 | 6.55 | 6.55 | 6.55 | 6.55 | 6.55 | 6.55 | 6.55 | 6.55 | 6.55 | 6.55 | 6.55 | 6.55 | 6.55 | 6.55 | 6.55 | 6.55 | 6.55 | 6.55 | 6.55 | 6.55 | 6.55 | 6.55 | 6.55 | 6.55 | 6.55 | 6.55 | 6.55 | 6.55 | 6.55 | 6.55 | 6.55 | 6.55 | 6.55 | 6.55 | 6.55 | 6.55 | 6.55 | 6.55 | 6.55 | 6.55 | 6.55 | 6.55 | 6.55 | 6.55 | 6.55 | 6.55 | 6.55 | 6.55 | 6.55 | 6.55 | 6.55 | 6.55 | 6.55 | 6.55 | 6.55 | 6.55 | 6.55 | 6.55 | 6.55 | 6.55 | 6.55 | 6.55 | 6.55 | 6.55 | 6.55 | 6.55 | 6.55 | 6.55 | 6.55 | 6.55 | 6.55 | 6.55 | 6.55 | 6.55 | 6.55 | 6.55 | 6.55 | 6.55 | 6.55 | 6.55 | 6.55 | 6.55 | 6.55 | 6.55 | 6.55 | 6.55 | 6.55 | 6.55 | 6.55 | 6.55 | 6.55 | 6.55 | 6.55 | 6.55 | 6.55 | 6.55 | 6.55 | 6.55 | 6.55 | 6.55 | 6.55 | 6.55 | 6.55 | 6.55 | 6.55 | 6.55 | 6.55 | 6.55 | 6.55 | 6.55 | 6.55 | 6.55 | 6.55 | 6.55 | 6.55 | 6.55 | 6.55 | 6.55 | 6.55 | 6.55 | 6.55 | 6.55 | 6.55 | 6.55 | 6.55 | 6.55 | 6.55 | 6.55 | 6.55 | 6.55 | 6.55 | 6.55 | 6.55 | 6.55 | 6.55 | 6.55 | 6.55 | 6.55 | 6.55 | 6.55 | 6.55 | 6.55 | 6.55 | 6.55 | 6.55 | 6.55 | 6.55 | 6.55 | 6.55 | 6.55 | 6.55 | 6.55 | 6.55 | 6.55 | 6.55 | 6.55 | 6.55 | 6.55 | 6.55 | 6.55 | 6.55 | 6.55 | 6.55 | 6.55 | 6.55 | 6.55 | 6.55 | 6.55 | 6.55 | 6.55 | 6.55 | 6.55 | 6.55 | 6.55 | 6.55 | 6.55 | 6.55 | 6.55 | 6.55 | 6.55 | 6.55 | 6.55 | 6.55 | 6.55 | 6.55 | 6.55 | 6.55 | 6.55 | 6.55 | 6.55 | 6.55 | 6.55 | 6.55 | 6.55 | 6.55 | 6.55 | 6.55 | 6.55 | 6.55 | 6.55 | 6.55 | 6.55 | 6.55 | 6.55 | 6.55 | 6.55 | 6.55 | 6.55 | 6.55 | 6.55 | 6.55 | 6.55 | 6.55 | 6.55 | 6.55 | 6.55 | 6.55 | 6.55 | 6.55 | 6.55 | 6.55 | 6.55 | 6.55 | 6.55 | 6.55 | 6.55 | 6.55 | 6.55 | 6.55 | 6.55 | 6.55 | 6.55 | 6.55 | 6.55 | 6.55 | 6.55 | 6.55 | 6.55 | 6.55 | 6.55 | 6.55 | 6.55 | 6.55 | 6.55 | 6.55 | 6.55 | 6.55 | 6.55 | 6.55 | 6.55 | 6.55 | 6.55 | 6.55 | 6.55 | 6.55 | 6.55 | 6.55 | 6.55 | 6.55 | 6.55 | 6.55 | 6.55 | 6.55 | 6.55 | 6.55 | 6.55 | 6.55 | 6.55 | 6.55 | 6.55 | 6.55 | 6.55 | 6.55 | 6.55 | 6.55 | 6.55 | 6.55 | 6.55 | 6.55 | 6.55 | 6.55 | 6.55 | 6.55 | 6.55 | 6.55 | 6.55 | 6.55 | 6.55 | 6.55 | 6.55 | 6.55 | 6.55 | 6.55 | 6.55 | 6.55 | 6.55 | 6.55 | 6.55 | 6.55 | 6.55 | 6.55 | 6.55 | 6.55 | 6.55 | 6.55 | 6.55 | 6.55 | 6.55 | 6.55 | 6.55 | 6.55 | 6.55 | 6.55 | 6.55 | 6.55 | 6.55 | 6.55 | 6.55 | 6.55 | 6.55 | 6.55 | 6.55 | 6.55 | 6.55 | 6.55 | 6.55 | 6.55 | 6.55 | 6.55 | 6.55 | 6.55 | 6.55 | 6.55 | 6.55 | 6.55 | 6.55 | 6.55 | 6.55 | 6.55 | 6.55 | 6.55 | 6.55 | 6.55 | 6.55 | 6.55 | 6.55 | 6.55 | 6.55 | 6.55 | 6.55 | 6.55 | 6.55 | 6.55 | 6.55 | 6.55 | 6.55 | 6.55 | 6.55 | 6.55 | 6.55 | 6.55 | 6.55 | 6.55 | 6.55 | 6.55 | 6.55 | 6.55 | 6.55 | 6.55 | 6.55 | 6.55 | 6.55 | 6.55 | 6.55 | 6.55 | 6.55 | 6.55 | 6.55 | 6.55 | 6.55 | 6.55 | 6.55 | 6.55 | 6.55 | 6.55 | 6.55 | 6.55 | 6.55 | 6.55 | 6.55 | 6.55 | 6.55 | 6.55 | 6.55 | 6.55 | 6.55 | 6.55 | 6.55 | 6.55 | 6.55 | 6.55 | 6.55 | 6.55 | 6.55 | 6.55 | 6.55 | 6.55 | 6.55 | 6.55 | 6.55 | 6.55 | 6.55 | 6.55 | 6.55 | 6.55 | 6.55 | 6.55 | 6.55 | 6.55 | 6.55 | 6.55 | 6.55 | 6.55 | 6.55 | 6.55 | 6.55 | 6.55 | 6.55 | 6.55 | 6.55 | 6.55 | 6.55 | 6.55 | 6.55 | 6.55 | 6.55 | 6.55 | 6.55 | 6.55 | 6.55 | 6.55 | 6.55 | 6.55 | 6.55 | 6.55 | 6.55 | 6.55 | 6.55 | 6.55 | 6.55 | 6.55 | 6.55 | 6.55 | 6.55 | 6.55 | 6.55 | 6.55 | 6.55 | 6.55 | 6.55 | 6.55 | 6.55 | 6.55 | 6.55 | 6.55 | 6.55 | 6.55 | 6.55 | 6.55 | 6.55 | 6.55 | 6.55 | 6.55 | 6.55 | 6.55 | 6.55 | 6.55 | 6.55 | 6.55 | 6.55 | 6.55 | 6.55 | 6.55 | 6.55 | 6.55 | 6.55 | 6.55 | 6.55 | 6.55 | 6.55 | 6.55 | 6.55 | 6.55 | 6.55 | 6.55 | 6.55 | 6.55 | 6.55 | 6.55 | 6.55 | 6.55 | 6.55 | 6.55 | 6.55 | 6.55 | 6.55 | 6.55 | 6.55 | 6.55 | 6.55 | 6.55 | 6.55 | 6.55 | 6.55 | 6.55 | 6.55 | 6.55 | 6.55 | 6.55 | 6.55 | 6.55 | 6.55 | 6.55 | 6.55 | 6.55 | 6.55 | 6.55 | 6.55 | 6.55 | 6.55 | 6.55 | 6.55 | 6.55 | 6.55 | 6.55 | 6.55 | 6.55 | 6.55 | 6.55 | 6.55 | 6.55 | 6.55 | 6.55 | 6.55 | 6.55 | 6.55 | 6.55 | 6.55 | 6.55 | 6.55 | 6.55 | 6.55 | 6.55 | 6.55 | 6.55 | 6.55 | 6.55 | 6.55 | 6.55 | 6.55 | 6.55 | 6.55 | 6.55 | 6.55 | 6.55 | 6.55 | 6.55 | 6.55 | 6.55 | 6.55 | 6.55 | 6.55 | 6.55 | 6.55 | 6.55 | 6.55 | 6.55 | 6.55 | 6.55 | 6.55 | 6.55 | 6.55 | 6.55 | 6.55 | 6.55 | 6.55 | 6.55 | 6.55 | 6.55 | 6.55 | 6.55 | 6.55 | 6.55 | 6.55 | 6.55 | 6.55 | 6.55 | 6.55 | 6.55 | 6.55 | 6.55 | 6.55 | 6.55 | 6.55 | 6.55 | 6.55 | 6.55 | 6.55 | 6.55 | 6.55 | 6.55 | 6.55 | 6.55 | 6.55 | 6.55 | 6.55 | 6.55 | 6.55 | 6.55 | 6.55 | 6.55 | 6.55 | 6.55 | 6.55 | 6.55 | 6.55 | 6.55 | 6.55 | 6.55 | 6.55 | 6.55 | 6.55 | 6.55 | 6.55 | 6.55 | 6.55 | 6.55 | 6.55 | 6.55 | 6.55 | 6.55 | 6.55 | 6.55 | 6.55 | 6.55 | 6.55 | 6.55 | 6.55 | 6.55 | 6.55 | 6.55 | 6.55 | 6.55 | 6.55 | 6.55 | 6.55 | 6.55 | 6.55 | 6.55 | 6.55 | 6.55 | 6.55 | 6.55 | 6.55 | 6.55 | 6.55 | 6.55 | 6.55 | 6.55 | 6.55 | 6.55 | 6.55 | 6.55 | 6.55 | 6.55 | 6.55 | 6.55 | 6.55 | 6.55 | 6.55 | 6.55 | 6.55 | 6.55 | 6.55 | 6.55 | 6.55 | 6.55 | 6.55 | 6.55 | 6.55 | 6.55 | 6.55 | 6.55 | 6.55 | 6.55 | 6.55 | 6.55 | 6.55 | 6.55 | 6.55 | 6.55 | 6.55 | 6.55 | 6.55 | 6.55 | 6.55 | 6.55 | 6.55 | 6.55 | 6.55 | 6.55 | 6.55 | 6.55 | 6.55 | 6.55 | 6.55 | 6.55 | 6.55 | 6.55 | 6.55 | 6.55 | 6.55 | 6.55 | 6.55 | 6.55 | 6.55 | 6.55 | 6.55 | 6.55 | 6.55 | 6.55 | 6.55 | 6.55 | 6.55 | 6.55 | 6.55 | 6.55 | 6.55 | 6.55 | 6.55 | 6.55 | 6.55 | 6.55 | 6.55 | 6.55 | 6.55 | 6.55 | 6.55 | 6.55 | 6.55 | 6.55 | 6.55 | 6.55 | 6.55 | 6.55 | 6.55 | 6.55 | 6.55 | 6.55 | 6.55 | 6.55 | 6.55 | 6.55 | 6.55 | 6.55 | 6.55 | 6.55 | 6.55 | 6.55 | 6.55 | 6.55 | 6.55 | 6.55 | 6.55 | 6.55 | 6.55 | 6.55 | 6.55 | 6.55 | 6.55 | 6.55 | 6.55 | 6.55 | 6.55 | 6.55 | 6.55 | 6.55 | 6.55 | 6.55 | 6.55 | 6.55 | 6.55 | 6.55 | 6.55 | 6.55 | 6.55 | 6.55 | 6.55 | 6.55 | 6.55 | 6.55 | 6.55 | 6.55 | 6.55 | 6.55 | 6.55 | 6.55 | 6.55 | 6.55 | 6.55 | 6.55 | 6.55 | 6.55 | 6.55 | 6.55 | 6.55 | 6.55 | 6.55 | 6.55 | 6.55 | 6.55 | 6.55 | 6.55 | 6.55 | 6.55 | 6.55 | 6.55 | 6.55 | 6.55 | 6.55 | 6.55 | 6.55 | 6.55 | 6.55 | 6.55 | 6.55 | 6.55 | 6.55 | 6.55 | 6.55 | 6.55 | 6.55 | 6.55 | 6.55 | 6.55 | 6.55 | 6.55 | 6.55 | 6.55 | 6.55 | 6.55 | 6.55 | 6.55 | 6.55 | 6.55 | 6.55 | 6.55 | 6.55 | 6.55 | 6.55 | 6.55 | 6.55 | 6.55 | 6.55 | 6.55 | 6.55 | 6.55 | 6.55 | 6.55 | 6.55 | 6.55 | 6.55 | 6.55 | 6.55 | 6.55 | 6.55 | 6.55 | 6.55 | 6.55 | 6.55 | 6.55 | 6.55 | 6.55 | 6.55 | 6.55 | 6.55 | 6.55 | 6.55 | 6.55 | 6.55 | 6.55 | 6.55 | 6.55 | 6.55 | 6.55 | 6.55 | 6.55 | 6.55 | 6.55 | 6.55 | 6.55 | 6.55 | 6.55 | 6.55 | 6.55 | 6.55 | 6.55 | 6.55 | 6.55 | 6.55 | 6.55 | 6.55 | 6.55 | 6.55 | 6.55 | 6.55 | 6.55 | 6.55 | 6.55 | 6.55 | 6.55 | 6.55 | 6.55 | 6.55 | 6.55 | 6.55 | 6.55 | 6.55 | 6.55 | 6.55 | 6.55 | 6.55 | 6.55 | 6.55 | 6.55 | 6.55 | 6.55 | 6.55 | 6.55 | 6.55 | 6.55 | 6.55 | 6.55 | 6.55 | 6.55 | 6.55 | 6.55 | 6.55 | 6.55 | 6.55 | 6.55 | 6.55 | 6.55 | 6.55 | 6.55 | 6.55 | 6.55 | 6.55 | 6.55 | 6.55 | 6.55 | 6.55 | 6.55 | 6.55 | 6.55 | 6.55 | 6.55 | 6.55 | 6.55 | 6.55 | 6.55 | 6.55 | 6.55 | 6.55 | 6.55 | 6.55 | 6.55 | 6.55 | 6.55 | 6.55 | 6.55 | 6.55 | 6.55 | 6.55 | 6.55 | 6.55 | 6.55 | 6.55 | 6.55 | 6.55 | 6.55 | 6.55 | 6.55 | 6.55 | 6.55 | 6.55 | 6.55 | 6.55 | 6.55 | 6.55 | 6.55 | 6.55 | 6.55 | 6.55 | 6.55 | 6.55 | 6.55 | 6.55 | 6.55 | 6.55 | 6.55 | 6.55 | 6.55 | 6.55 | 6.55 | 6.55 | 6.55 | 6.55 | 6.55 | 6.55 | 6.55 | 6.55 | 6.55 | 6.55 | 6.55 | 6.55 | 6.55 | 6.55 | 6.55 | 6.55 | 6.55 | 6.55 | 6.55 | 6.55 | 6.55 | 6.55 | 6.55 | 6.55 | 6.55 | 6.55 | 6.55 | 6.55 | 6.55 | 6.55 | 6.55 | 6.55 | 6.55 | 6.55 | 6.55 | 6.55 | 6.55 | 6.55 | 6.55 | 6.55 | 6.55 | 6.55 | 6.55 | 6.55 | 6.55 | 6.55 | 6.55 | 6.55 | 6.55 | 6.55 | 6.55 | 6.55 | 6.55 | 6.55 | 6.55 | 6.55 | 6.55 | 6.55 | 6.55 | 6.55 | 6.55 | 6.55 | 6.55 | 6.55 | 6.55 | 6.55 | 6.55 | 6.55 | 6.55 | 6.55 | 6.55 | 6.55 | 6.55 | 6.55 | 6.55 | 6.55 | 6.55 | 6.55 | 6.55 | 6.55 | 6.55 | 6.55 | 6.55 | 6.55 | 6.55 | 6.55 | 6.55 | 6.55 | 6.55 | 6.55 | 6.55 | 6.55 | 6.55 | 6.55 | 6.55 | 6.55 | 6.55 | 6.55 | 6.55 | 6.55 | 6.55 | 6.55 | 6.55 | 6.55 | 6.55 | 6.55 | 6.55 | 6.55 | 6.55 | 6.55 | 6.55 | 6.55 | 6.55 | 6.55 | 6.55 | 6.55 | 6.55 | 6.55 | 6.55 | 6.55 | 6.55 | 6.55 | 6.55 | 6.55 | 6.55 | 6.55 | 6.55 | 6.55 | 6.55 | 6.55 | 6.55 | 6.55 | 6.55 | 6.55 | 6.55 | 6.55 | 6.55 | 6.55 | 6.55 | 6.55 | 6.55 | 6.55 | 6.55 | 6.55 | 6.55 | 6.55 | 6.55 | 6.55 | 6.55 | 6.55 | 6.55 | 6.55 | 6.55 | 6.55 | 6.55 | 6.55
3600 | 14 | Pu1 (ton) | 225 |  | Pu2 (ton) | 225 |  |  | X ( point of application of R from exterior column center ) = Pw2 * S / R = | [7 empty] | 2.25 | [9 empty] | 0.42 | 1.48 | 1.48 | 0.42 |  | 0.42 | 0.42 |  | 1.43 | 1.43 | 1.43 | 1.43 | 1.43 | 1.43 | 1.43 | 1.43 | 1.43 | 1.43 | 1.43 | 1.43 | 1.43 | 1.43 | 1.43 | 1.43 | 1.43 | 1.43 | 1.43 | 1.43 | 1.43 | 1.43 | 1.43 | 1.43 | 1.43 | 1.43 | 1.43 | 1.43 | 1.43 | 1.43 | 1.43 | 1.43 | 1.43 | 1.43 | 1.43 | 1.43 | 1.43 | 1.43 | 1.43 | 1.43 | 1.43 | 1.43 | 1.43 | 1.43 | 1.43 | 1.43 | 1.43 | 1.43 | 1.43 | 1.43 | 1.43 | 1.43 | 1.43 | 1.43 | 1.43 | 1.43 | 1.43 | 1.43 | 1.43 | 1.43 | 1.43 | 1.43 | 1.43 | 1.43 | 1.43 | 1.43 | 1.43 | 1.43 | 1.43 | 1.43 | 1.43 | 1.43 | 1.43 | 1.43 | 1.43 | 1.43 | 1.43 | 1.43 | 1.43 | 1.43 | 1.43 | 1.43 | 1.43 | 1.43 | 1.43 | 1.43 | 1.43 | 1.43 | 1.43 | 1.43 | 1.43 | 1.43 | 1.43 | 1.43 | 1.43 | 1.43 | 1.43 | 1.43 | 1.43 | 1.43 | 1.43 | 1.43 | 1.43 | 1.43 | 1.43 | 1.43 | 1.43 | 1.43 | 1.43 | 1.43 | 1.43 | 1.43 | 1.43 | 1.43 | 1.43 | 1.43 | 1.43 | 1.43 | 1.43 | 1.43 | 1.43 | 1.43 | 1.43 | 1.43 | 1.43 | 1.43 | 1.43 | 1.43 | 1.43 | 1.43 | 1.43 | 1.43 | 1.43 | 1.43 | 1.43 | 1.43 | 1.43 | 1.43 | 1.43 | 1.43 | 1.43 | 1.43 | 1.43 | 1.43 | 1.43 | 1.43 | 1.43 | 1.43 | 1.43 | 1.43 | 1.43 | 1.43 | 1.43 | 1.43 | 1.43 | 1.43 | 1.43 | 1.43 | 1.43 | 1.43 | 1.43 | 1.43 | 1.43 | 1.43 | 1.43 | 1.43 | 1.43 | 1.43 | 1.43 | 1.43 | 1.43 | 1.43 | 1.43 | 1.43 | 1.43 | 1.43 | 1.43 | 1.43 | 1.43 | 1.43 | 1.43 | 1.43 | 1.43 | 1.43 | 1.43 | 1.43 | 1.43 | 1.43 | 1.43 | 1.43 | 1.43 | 1.43 | 1.43 | 1.43 | 1.43 | 1.43 | 1.43 | 1.43 | 1.43 | 1.43 | 1.43 | 1.43 | 1.43 | 1.43 | 1.43 | 1.43 | 1.43 | 1.43 | 1.43 | 1.43 | 1.43 | 1.43 | 1.43 | 1.43 | 1.43 | 1.43 | 1.43 | 1.43 | 1.43 | 1.43 | 1.43 | 1.43 | 1.43 | 1.43 | 1.43 | 1.43 | 1.43 | 1.43 | 1.43 | 1.43 | 1.43 | 1.43 | 1.43 | 1.43 | 1.43 | 1.43 | 1.43 | 1.43 | 1.43 | 1.43 | 1.43 | 1.43 | 1.43 | 1.43 | 1.43 | 1.43 | 1.43 | 1.43 | 1.43 | 1.43 | 1.43 | 1.43 | 1.43 | 1.43 | 1.43 | 1.43 | 1.43 | 1.43 | 1.43 | 1.43 | 1.43 | 1.43 | 1.43 | 1.43 | 1.43 | 1.43 | 1.43 | 1.43 | 1.43 | 1.43 | 1.43 | 1.43 | 1.43 | 1.43 | 1.43 | 1.43 | 1.43 | 1.43 | 1.43 | 1.43 | 1.43 | 1.43 | 1.43 | 1.43 | 1.43 | 1.43 | 1.43 | 1.43 | 1.43 | 1.43 | 1.43 | 1.43 | 1.43 | 1.43 | 1.43 | 1.43 | 1.43 | 1.43 | 1.43 | 1.43 | 1.43 | 1.43 | 1.43 | 1.43 | 1.43 | 1.43 | 1.43 | 1.43 | 1.43 | 1.43 | 1.43 | 1.43 | 1.43 | 1.43 | 1.43 | 1.43 | 1.43 | 1.43 | 1.43 | 1.43 | 1.43 | 1.43 | 1.43 | 1.43 | 1.43 | 1.43 | 1.43 | 1.43 | 1.43 | 1.43 | 1.43 | 1.43 | 1.43 | 1.43 | 1.43 | 1.43 | 1.43 | 1.43 | 1.43 | 1.43 | 1.43 | 1.43 | 1.43 | 1.43 | 1.43 | 1.43 | 1.43 | 1.43 | 1.43 | 1.43 | 1.43 | 1.43 | 1.43 | 1.43 | 1.43 | 1.43 | 1.43 | 1.43 | 1.43 | 1.43 | 1.43 | 1.43 | 1.43 | 1.43 | 1.43 | 1.43 | 1.43 | 1.43 | 1.43 | 1.43 | 1.43 | 1.43 | 1.43 | 1.43 | 1.43 | 1.43 | 1.43 | 1.43 | 1.43 | 1.43 | 1.43 | 1.43 | 1.43 | 1.43 | 1.43 | 1.43 | 1.43 | 1.43 | 1.43 | 1.43 | 1.43 | 1.43 | 1.43 | 1.43 | 1.43 | 1.43 | 1.43 | 1.43 | 1.43 | 1.43 | 1.43 | 1.43 | 1.43 | 1.43 | 1.43 | 1.43 | 1.43 | 1.43 | 1.43 | 1.43 | 1.43 | 1.43 | 1.43 | 1.43 | 1.43 | 1.43 | 1.43 | 1.43 | 1.43 | 1.43 | 1.43 | 1.43 | 1.43 | 1.43 | 1.43 | 1.43 | 1.43 | 1.43 | 1.43 | 1.43 | 1.43 | 1.43 | 1.43 | 1.43 | 1.43 | 1.43 | 1.43 | 1.43 | 1.43 | 1.43 | 1.43 | 1.43 | 1.43 | 1.43 | 1.43 | 1.43 | 1.43 | 1.43 | 1.43 | 1.43 | 1.43 | 1.43 | 1.43 | 1.43 | 1.43 | 1.43 | 1.43 | 1.43 | 1.43 | 1.43 | 1.43 | 1.43 | 1.43 | 1.43 | 1.43 | 1.43 | 1.43 | 1.43 | 1.43 | 1.43 | 1.43 | 1.43 | 1.43 | 1.43 | 1.43 | 1.43 | 1.43 | 1.43 | 1.43 | 1.43 | 1.43 | 1.43 | 1.43 | 1.43 | 1.43 | 1.43 | 1.43 | 1.43 | 1.43 | 1.43 | 1.43 | 1.43 | 1.43 | 1.43 | 1.43 | 1.43 | 1.43 | 1.43 | 1.43 | 1.43 | 1.43 | 1.43 | 1.43 | 1.43 | 1.43 | 1.43 | 1.43 | 1.43 | 1.43 | 1.43 | 1.43 | 1.43 | 1.43 | 1.43 | 1.43 | 1.43 | 1.43 | 1.43 | 1.43 | 1.43 | 1.43 | 1.43 | 1.43 | 1.43 | 1.43 | 1.43 | 1.43 | 1.43 | 1.43 | 1.43 | 1.43 | 1.43 | 1.43 | 1.43 | 1.43 | 1.43 | 1.43 | 1.43 | 1.43 | 1.43 | 1.43 | 1.43 | 1.43 | 1.43 | 1.43 | 1.43 | 1.43 | 1.43 | 1.43 | 1.43 | 1.43 | 1.43 | 1.43 | 1.43 | 1.43 | 1.43 | 1.43 | 1.43 | 1.43 | 1.43 | 1.43 | 1.43 | 1.43 | 1.43 | 1.43 | 1.43 | 1.43 | 1.43 | 1.43 | 1.43 | 1.43 | 1.43 | 1.43 | 1.43 | 1.43 | 1.43 | 1.43 | 1.43 | 1.43 | 1.43 | 1.43 | 1.43 | 1.43 | 1.43 | 1.43 | 1.43 | 1.43 | 1.43 | 1.43 | 1.43 | 1.43 | 1.43 | 1.43 | 1.43 | 1.43 | 1.43 | 1.43 | 1.43 | 1.43 | 1.43 | 1.43 | 1.43 | 1.43 | 1.43 | 1.43 | 1.43 | 1.43 | 1.43 | 1.43 | 1.43 | 1.43 | 1.43 | 1.43 | 1.43 | 1.43 | 1.43 | 1.43 | 1.43 | 1.43 | 1.43 | 1.43 | 1.43 | 1.43 | 1.43 | 1.43 | 1.43 | 1.43 | 1.43 | 1.43 | 1.43 | 1.43 | 1.43 | 1.43 | 1.43 | 1.43 | 1.43 | 1.43 | 1.43 | 1.43 | 1.43 | 1.43 | 1.43 | 1.43 | 1.43 | 1.43 | 1.43 | 1.43 | 1.43 | 1.43 | 1.43 | 1.43 | 1.43 | 1.43 | 1.43 | 1.43 | 1.43 | 1.43 | 1.43 | 1.43 | 1.43 | 1.43 | 1.43 | 1.43 | 1.43 | 1.43 | 1.43 | 1.43 | 1.43 | 1.43 | 1.43 | 1.43 | 1.43 | 1.43 | 1.43 | 1.43 | 1.43 | 1.43 | 1.43 | 1.43 | 1.43 | 1.43 | 1.43 | 1.43 | 1.43 | 1.43 | 1.43 | 1.43 | 1.43 | 1.43 | 1.43 | 1.43 | 1.43 | 1.43 | 1.43 | 1.43 | 1.43 | 1.43 | 1.43 | 1.43 | 1.43 | 1.43 | 1.43 | 1.43 | 1.43 | 1.43 | 1.43 | 1.43 | 1.43 | 1.43 | 1.43 | 1.43 | 1.43 | 1.43 | 1.43 | 1.43 | 1.43 | 1.43 | 1.43 | 1.43 | 1.43 | 1.43 | 1.43 | 1.43 | 1.43 | 1.43 | 1.43 | 1.43 | 1.43 | 1.43 | 1.43 | 1.43 | 1.43 | 1.43 | 1.43 | 1.43 | 1.43 | 1.43 | 1.43 | 1.43 | 1.43 | 1.43 | 1.43 | 1.43 | 1.43 | 1.43 | 1.43 | 1.43 | 1.43 | 1.43 | 1.43 | 1.43 | 1.43 | 1.43 | 1.43 | 1.43 | 1.43 | 1.43 | 1.43 | 1.43 | 1.43 | 1.43 | 1.43 | 1.43 | 1.43 | 1.43 | 1.43 | 1.43 | 1.43 | 1.43 | 1.43 | 1.43 | 1.43 | 1.43 | 1.43 | 1.43 | 1.43 | 1.43 | 1.43 | 1.43 | 1.43 | 1.43 | 1.43 | 1.43 | 1.43 | 1.43 | 1.43 | 1.43 | 1.43 | 1.43 | 1.43 | 1.43 | 1.43 | 1.43 | 1.43 | 1.43 | 1.43 | 1.43 | 1.43 | 1.43 | 1.43 | 1.43 | 1.43 | 1.43 | 1.43 | 1.43 | 1.43 | 1.43 | 1.43 | 1.43 | 1.43 | 1.43 | 1.43 | 1.43 | 1.43 | 1.43 | 1.43 | 1.43 | 1.43 | 1.43 | 1.43 | 1.43 | 1.43 | 1.43 | 1.43 | 1.43 | 1.43 | 1.43 | 1.43 | 1.43 | 1.43 | 1.43 | 1.43 | 1.43 | 1.43 | 1.43 | 1.43 | 1.43 | 1.43 | 1.43 | 1.43 | 1.43 | 1.43 | 1.43 | 1.43 | 1.43 | 1.43 | 1.43 | 1.43 | 1.43 | 1.43 | 1.43 | 1.43 | 1.43 | 1.43 | 1.43 | 1.43 | 1.43 | 1.43 | 1.43 | 1.43 | 1.43 | 1.43 | 1.43 | 1.43 | 1.43 | 1.43 | 1.43 | 1.43 | 1.43 | 1.43 | 1.43 | 1.43 | 1.43 | 1.43 | 1.43 | 1.43 | 1.43 | 1.43 | 1.43 | 1.43 | 1.43 | 1.43 | 1.43 | 1.43 | 1.43 | 1.43 | 1.43 | 1.43 | 1.43 | 1.43 | 1.43 | 1.43 | 1.43 | 1.43 | 1.43 | 1.43 | 1.43 | 1.43 | 1.43 | 1.43 | 1.43 | 1.43 | 1.43 | 1.43 | 1.43 | 1.43 | 1.43 | 1.43 | 1.43 | 1.43 | 1.43 | 1.43 | 1.43 | 1.43 | 1.43 | 1.43 | 1.43 | 1.43 | 1.43 | 1.43 | 1.43 | 1.43 | 1.43 | 1.43 | 1.43 | 1.43 | 1.43 | 1.43 | 1.43 | 1.43 | 1.43 | 1.43 | 1.43 | 1.43 | 1.43 | 1.43 | 1.43 | 1.43 | 1.43 | 1.43 | 1.43 | 1.43 | 1.43 | 1.43 | 1.43 | 1.43 | 1.43 | 1.43 | 1.43 | 1.43 | 1.43 | 1.43 | 1.43 | 1.43 | 1.43 | 1.43 | 1.43 | 1.43 | 1.43 | 1.43 | 1.43 | 1.43 | 1.43 | 1.43 | 1.43 | 1.43 | 1.43 | 1.43 | 1.43 | 1.43 | 1.43 | 1.43 | 1.43 | 1.43 | 1.43 | 1.43 | 1.43 | 1.43 | 1.43 | 1.43 | 1.43 | 1.43 | 1.43 | 1.43 | 1.43 | 1.43 | 1.43 | 1.43 | 1.43 | 1.43 | 1.43 | 1.43 | 1.43 | 1.43 | 1.43 | 1.43 | 1.43 | 1.43 | 1.43 | 1.43 | 1.43 | 1.43 | 1.43 | 1.43 | 1.43 | 1.43 | 1.43 | 1.43 | 1.43 | 1.43 | 1.43 | 1.43 | 1.43 | 1.43 | 1.43 | 1.43 | 1.43 | 1.43 | 1.43 | 1.43 | 1.43 | 1.43 | 1.43 | 1.43 | 1.43 | 1.43 | 1.43 | 1.43 | 1.43 | 1.43 | 1.43 | 1.43 | 1.43 | 1.43 | 1.43 | 1.43 | 1.43 | 1.43 | 1.43 | 1.43 | 1.43 | 1.43 | 1.43 | 1.43 | 1.43 | 1.43 | 1.43 | 1.43 | 1.43 | 1.43 | 1.43 | 1.43 | 1.43 | 1.43 | 1.43 | 1.43 | 1.43 | 1.43 | 1.43 | 1.43 | 1.43 | 1.43 | 1.43 | 1.43 | 1.43 | 1.43 | 1.43 | 1.43 | 1.43 | 1.43 | 1.43 | 1.43 | 1.43 | 1.43 | 1.43 | 1.43 | 1.43 | 1.43 | 1.43 | 1.43 | 1.43 | 1.43 | 1.43 | 1.43 | 1.43 | 1.43 | 1.43 | 1.43 | 1.43 | 1.43 | 1.43 | 1.43 | 1.43 | 1.43 | 1.43 | 1.43 | 1.43 | 1.43 | 1.43 | 1.43 | 1.43 | 1.43 | 1.43 | 1.43 | 1.43 | 1.43 | 1.43 | 1.43 | 1.43 | 1.43 | 1.43 | 1.43 | 1.43 | 1.43 | 1.43 | 1.43 | 1.43 | 1.43 | 1.43 | 1.43 | 1.43 | 1.43 | 1.43 | 1.43 | 1.43 | 1.43 | 1.43 | 1.43 | 1.43 | 1.43 | 1.43 | 1.43 | 1.43 | 1.43 | 1.43 | 1.43 | 1.43 | 1.43 | 1.43 | 1.43 | 1.43 | 1.43 | 1.43 | 1.43 | 1.43 | 1.43 | 1.43 | 1.43 | 1.43 | 1.43 | 1.43 | 1.43 | 1.43 | 1.43 | 1.43 | 1.43 | 1.43 | 1.43 | 1.43 | 1.43 | 1.43 | 1.43 | 1.43 | 1.43 | 1.43 | 1.43 | 1.43 | 1.43 | 1.43 | 1.43 | 1.43 | 1.43 | 1.43 | 1.43 | 1.43 | 1.43 | 1.43 | 1.43 | 1.43 | 1.43 | 1.43 | 1.43 | 1.43 | 1.43 | 1.43 | 1.43 | 1.43 | 1.43 | 1.43 | 1.43 | 1.43 | 1.43 | 1.43 | 1.43 | 1.43 | 1.43 | 1.43 | 1.43 | 1.43 | 1.43 | 1.43 | 1.43 | 1.43 | 1.43 | 1.43 | 1.43 | 1.43 | 1.43 | 1.43 | 1.43 | 1.43 | 1.43 | 1.43 | 1.43 | 1.43 | 1.43 | 1.43 | 1.43 | 1.43 | 1.43 | 1.43 | 1.43 | 1.43 | 1.43 | 1.43 | 1.43 | 1.43 | 1.43 | 1.43 | 1.43 | 1.43 | 1.43 | 1.43 | 1.43 | 1.43 | 1.43 | 1.43 | 1.43 | 1.43 | 1.43 | 1.43 | 1.43 | 1.43 | 1.43 | 1.43 | 1.43 | 1.43 | 1.43 | 1.43 | 1.43 | 1.43 | 1.43 | 1.43 | 1.43 | 1.43 | 1.43 | 1.43 | 1.43 | 1.43 | 1.43 | 1.43 | 1.43 | 1.43 | 1.43 | 1.43 | 1.43 | 1.43 | 1.43 | 1.43 | 1.43 | 1.43 | 1.43 | 1.43 | 1.43 | 1.43 | 1.43 | 1.43 | 1.43 | 1.43 | 1.43 | 1.43 | 1.43 | 1.43 | 1.43 | 1.43 | 1.43 | 1.43 | 1.43 | 1.43 | 1.43 | 1.43 | 1.43 | 1.43 | 1.43 | 1.43 | 1.43 | 1.43 | 1.43 | 1.43 | 1.43 | 1.43 | 1.43 | 1.43 | 1.43 | 1.43 | 1.43 | 1.43 | 1.43 | 1.43 | 1.43 | 1.43 | 1.43 | 1.43 | 1.43 | 1.43 | 1.43 | 1.43 | 1.43 | 1.43 | 1.43 | 1.43 | 1.43 | 1.43 | 1.43 | 1.43 | 1.43 | 1.43 | 1.43 | 1.43 | 1.43 | 1.43 | 1.43 | 1.43 | 1.43 | 1.43 | 1.43 | 1.43 | 1.43 | 1.43 | 1.43 | 1.43 | 1.43 | 1.43 | 1.43 | 1.43 | 1.43 | 1.43 | 1.43 | 1.43 | 1.43 | 1.43 | 1.43 | 1.43 | 1.43 | 1.43 | 1.43 | 1.43 | 1.43 | 1.43 | 1.43 | 1.43 | 1.43 | 1.43 | 1.43 | 1.43 | 1.43 | 1.43 | 1.43 | 1.43 | 1.43 | 1.43 | 1.43 | 1.43 | 1.43 | 1.43 | 1.43 | 1.43 | 1.43 | 1.43 | 1.43 | 1.43 | 1.43 | 1.43 | 1.43 | 1.43 | 1.43 | 1.43 | 1.43 | 1.43 | 1.43 | 1.43 | 1.43 | 1.43 | 1.43 | 1.43 | 1.43 | 1.43 | 1.43 | 1.43 | 1.43 | 1.43 | 1.43 | 1.43 | 1.43 | 1.43 | 1.43 | 1.43 | 1.43 | 1.43 | 1.43 | 1.43 | 1.43 | 1.43 | 1.43 | 1.43 | 1.43 | 1.43 | 1.43 | 1.43 | 1.43 | 1.43 | 1.43 | 1.43 | 1.43 | 1.43 | 1.43 | 1.43 | 1.43 | 1.43 | 1.43 | 1.43 | 1.43 | 1.43 | 1.43 | 1.43 | 1.43 | 1.43 | 1.43 | 1.43 | 1.43 | 1.43 | 1.43 | 1.43 | 1.43 | 1.43 | 1.43 | 1.43 | 1.43 | 1.43 | 1.43 | 1.43 | 1.43 | 1.43 | 1.43 | 1.43 | 1.43 | 1.43 | 1.43 | 1.43 | 1.43 | 1.43 | 1.43 | 1.43 | 1.43 | 1.43 | 1.43 | 1.43 | 1.43 | 1.43 | 1.43 | 1.43 | 1.43 | 1.43 | 1.43 | 1.43 | 1.43 | 1.43 | 1.43 | 1.43 | 1.43 | 1.43 | 1.43 | 1.43 | 1.43 | 1.43 | 1.43 | 1.43 | 1.43 | 1.43 | 1.43 | 1.43 | 1.43 | 1.43 | 1.43 | 1.43 | 1.43 | 1.43 | 1.43 | 1.43 | 1.43 | 1.43 | 1.43 | 1.43 | 1.43 | 1.43 | 1.43 | 1.43 | 1.43 | 1.43 | 1.43 | 1.43 | 1.43 | 1.43 | 1.43 | 1.43 | 1.43 | 1.43 | 1.43 | 1.43 | 1.43 | 1.43 | 1.43 | 1.43 | 1.43 | 1.43 | 1.43 | 1.43 | 1.43 | 1.43 | 1.43 | 1.43 | 1.43 | 1.43 | 1.43 | 1.43 | 1.43 | 1.43 | 1.43 | 1.43 | 1.43 | 1.43 | 1.43 | 1.43 | 1.43 | 1.43 | 1.43 | 1.43 | 1.43 | 1.43 | 1.43 | 1.43 | 1.43 | 1.43 | 1.43 | 1.43 | 1.43 | 1.43 | 1.43 | 1.43 | 1.43 | 1.43 | 1.43 | 1.43 | 1.43 | 1.43 | 1.43 | 1.43 | 1.43 | 1.43 | 1.43 | 1.43 | 1.43 | 1.43 | 1.43 | 1.43 | 1.43 | 1.43 | 1.43 | 1.43 | 1.43 | 1.43 | 1.43 | 1.43 | 1.43 | 1.43 | 1.43 | 1.43 | 1.43 | 1.43 | 1.43 | 1.43 | 1.43 | 1.43 | 1.43 | 1.43 | 1.43 | 1.43 | 1.43 | 1.43 | 1.43 | 1.43 | 1.43 | 1.43 | 1.43 | 1.43 | 1.43 | 1.43 | 1.43 | 1.43 | 1.43 | 1.43 | 1.43 | 1.43 | 1.43 | 1.43 | 1.43 | 1.43 | 1.43 | 1.43 | 1.43 | 1.43 | 1.43 | 1.43 | 1.43 | 1.43 | 1.43 | 1.43 | 1.43 | 1.43 | 1.43 | 1.43 | 1.43 | 1.43 | 1.43 | 1.43 | 1.43 | 1.43 | 1.43 | 1.43 | 1.43 | 1.43 | 1.43 | 1.43 | 1.43 | 1.43 | 1.43 | 1.43 | 1.43 | 1.43 | 1.43 | 1.43 | 1.43 | 1.43 | 1.43 | 1.43 | 1.43 | 1.43 | 1.43 | 1.43 | 1.43 | 1.43 | 1.43 | 1.43 | 1.43 | 1.43 | 1.43 | 1.43 | 1.43 | 1.43 | 1.43 | 1.43 | 1.43 | 1.43 | 1.43 | 1.43 | 1.43 | 1.43 | 1.43 | 1.43 | 1.43 | 1.43 | 1.43 | 1.43 | 1.43 | 1.43 | 1.43 | 1.43 | 1.43 | 1.43 | 1.43 | 1.43 | 1.43 | 1.43 | 1.43 | 1.43 | 1.43 | 1.43 | 1.43 | 1.43 | 1.43 | 1.43 | 1.43 | 1.43 | 1.43 | 1.43 | 1.43 | 1.43 | 1.43 | 1.43 | 1.43 | 1.43 | 1.43 | 1.43 | 1.43 | 1.43 | 1.43 | 1.43 | 1.43 | 1.43 | 1.43 | 1.43 | 1.43 | 1.43 | 1.43 | 1.43 | 1.43 | 1.43 | 1.43 | 1.43 | 1.43 | 1.43 | 1.43 | 1.43 | 1.43 | 1.43 | 1.43 | 1.43 | 1.43 | 1.43 | 1.43 | 1.43 | 1.43 | 1.43 | 1.43 | 1.43 | 1.43 | 1.43 | 1.43 | 1.43 | 1.43 | 1.43 | 1.43 | 1.43 | 1.43 | 1.43 | 1.43 | 1.43 | 1.43 | 1.43 | 1.43 | 1.43 | 1.43 | 1.43 | 1.43 | 1.43 | 1.43 | 1.43 | 1.43 | 1.43 | 1.43 | 1.43 | 1.43 | 1.43 | 1.43 | 1.43 | 1.43 | 1.43 | 1.43 | 1.43 | 1.43 | 1.43 | 1.43 | 1.43 | 1.43 | 1.43 | 1.43 | 1.43 | 1.43 | 1.43 | 1.43 | 1.43 | 1.43 | 1.43 | 1.43 | 1.43 | 1.43 | 1.43 | 1.43 | 1.43 | 1.43 | 1.43 | 1.43 | 1.43 | 1.43 | 1.43 | 1.43 | 1.43 | 1.43 | 1.43 | 1.43 | 1.43 | 1.43 | 1.43 | 1.43 | 1.43 | 1.43 | 1.43 | 1.43 | 1.43 | 1.43 | 1.43 | 1.43 | 1.43 | 1.43 | 1.43 | 1.43 | 1.43 | 1.43 | 1.43 | 1.43 | 1.43 | 1.43 | 1.43 | 1.43 | 1.43 | 1.43 | 1.43 | 1.43 | 1.43 | 1.43 | 1.43 | 1.43 | 1.43 | 1.43 | 1.43 | 1.43 | 1.43 | 1.43 | 1.43 | 1.43 | 1.43 | 1.43 | 1.43 | 1.43 | 1.43 | 1.43 | 1.43 | 1.43 | 1.43 | 1.43 | 1.43 | 1.43 | 1.43 | 1.43 | 1.43 | 1.43 | 1.43 | 1.43 | 1.43 | 1.43 | 1.43 | 1.43 | 1.43 | 1.43 | 1.43 | 1.43 | 1.43 | 1.43 | 1.43 | 1.43 | 1.43 | 1.43 | 1.43 | 1.43 | 1.43 | 1.43 | 1.43 | 1.43 | 1.43 | 1.43 | 1.43 | 1.43 | 1.43 | 1.43 | 1.43 | 1.43 | 1.43 | 1.43 | 1.43 | 1.43 | 1.43 | 1.43 | 1.43 | 1.43 | 1.43 | 1.43 | 1.43 | 1.43 | 1.43 | 1.43 | 1.43 | 1.43 | 1.43 | 1.43 | 1.43 | 1.43 | 1.43 | 1.43 | 1.43 | 1.43 | 1.43 | 1.43 | 1.43 | 1.43 | 1.43 | 1.43 | 1.43 | 1.43 | 1.43 | 1.43 | 1.43 | 1.43 | 1.43 | 1.43 | 1.43 | 1.43 | 1.43 | 1.43 | 1.43 | 1.43 | 1.43 | 1.43 | 1.43 | 1.43 | 1.43 | 1.43 | 1.43 | 1.43 | 1.43 | 1.43 | 1.43 | 1.43 | 1.43 | 1.43 | 1.43 | 1.43 | 1.43 | 1.43 | 1.43 | 1.43 | 1.43 | 1.43 | 1.43 | 1.43 | 1.43 | 1.43 | 1.43 | 1.43 | 1.43 | 1.43 | 1.43 | 1.43 | 1.43 | 1.43 | 1.43 | 1.43 | 1.43 | 1.43 | 1.43 | 1.43 | 1.43
4000 | 16 | Lx1 (m) | 0.3 |  | Lx2 (m) | 0.3 |  | Dimensions of plain concrete footing | [26 empty] | 0.47 | 0.47 | 0.47 | 0.47 | 0.47 | 0.47 | 0.47 | 0.47 | 0.47 | 0.47 | 0.47 | 0.47 | 0.47 | 0.47 | 0.47 | 0.47 | 0.47 | 0.47 | 0.47 | 0.47 | 0.47 | 0.47 | 0.47 | 0.47 | 0.47 | 0.47 | 0.47 | 0.47 | 0.47 | 0.47 | 0.47 | 0.47 | 0.47 | 0.47 | 0.47 | 0.47 | 0.47 | 0.47 | 0.47 | 0.47 | 0.47 | 0.47 | 0.47 | 0.47 | 0.47 | 0.47 | 0.47 | 0.47 | 0.47 | 0.47 | 0.47 | 0.47 | 0.47 | 0.47 | 0.47 | 0.47 | 0.47 | 0.47 | 0.47 | 0.47 | 0.47 | 0.47 | 0.47 | 0.47 | 0.47 | 0.47 | 0.47 | 0.47 | 0.47 | 0.47 | 0.47 | 0.47 | 0.47 | 0.47 | 0.47 | 0.47 | 0.47 | 0.47 | 0.47 | 0.47 | 0.47 | 0.47 | 0.47 | 0.47 | 0.47 | 0.47 | 0.47 | 0.47 | 0.47 | 0.47 | 0.47 | 0.47 | 0.47 | 0.47 | 0.47 | 0.47 | 0.47 | 0.47 | 0.47 | 0.47 | 0.47 | 0.47 | 0.47 | 0.47 | 0.47 | 0.47 | 0.47 | 0.47 | 0.47 | 0.47 | 0.47 | 0.47 | 0.47 | 0.47 | 0.47 | 0.47 | 0.47 | 0.47 | 0.47 | 0.47 | 0.47 | 0.47 | 0.47 | 0.47 | 0.47 | 0.47 | 0.47 | 0.47 | 0.47 | 0.47 | 0.47 | 0.47 | 0.47 | 0.47 | 0.47 | 0.47 | 0.47 | 0.47 | 0.47 | 0.47 | 0.47 | 0.47 | 0.47 | 0.47 | 0.47 | 0.47 | 0.47 | 0.47 | 0.47 | 0.47 | 0.47 | 0.47 | 0.47 | 0.47 | 0.47 | 0.47 | 0.47 | 0.47 | 0.47 | 0.47 | 0.47 | 0.47 | 0.47 | 0.47 | 0.47 | 0.47 | 0.47 | 0.47 | 0.47 | 0.47 | 0.47 | 0.47 | 0.47 | 0.47 | 0.47 | 0.47 | 0.47 | 0.47 | 0.47 | 0.47 | 0.47 | 0.47 | 0.47 | 0.47 | 0.47 | 0.47 | 0.47 | 0.47 | 0.47 | 0.47 | 0.47 | 0.47 | 0.47 | 0.47 | 0.47 | 0.47 | 0.47 | 0.47 | 0.47 | 0.47 | 0.47 | 0.47 | 0.47 | 0.47 | 0.47 | 0.47 | 0.47 | 0.47 | 0.47 | 0.47 | 0.47 | 0.47 | 0.47 | 0.47 | 0.47 | 0.47 | 0.47 | 0.47 | 0.47 | 0.47 | 0.47 | 0.47 | 0.47 | 0.47 | 0.47 | 0.47 | 0.47 | 0.47 | 0.47 | 0.47 | 0.47 | 0.47 | 0.47 | 0.47 | 0.47 | 0.47 | 0.47 | 0.47 | 0.47 | 0.47 | 0.47 | 0.47 | 0.47 | 0.47 | 0.47 | 0.47 | 0.47 | 0.47 | 0.47 | 0.47 | 0.47 | 0.47 | 0.47 | 0.47 | 0.47 | 0.47 | 0.47 | 0.47 | 0.47 | 0.47 | 0.47 | 0.47 | 0.47 | 0.47 | 0.47 | 0.47 | 0.47 | 0.47 | 0.47 | 0.47 | 0.47 | 0.47 | 0.47 | 0.47 | 0.47 | 0.47 | 0.47 | 0.47 | 0.47 | 0.47 | 0.47 | 0.47 | 0.47 | 0.47 | 0.47 | 0.47 | 0.47 | 0.47 | 0.47 | 0.47 | 0.47 | 0.47 | 0.47 | 0.47 | 0.47 | 0.47 | 0.47 | 0.47 | 0.47 | 0.47 | 0.47 | 0.47 | 0.47 | 0.47 | 0.47 | 0.47 | 0.47 | 0.47 | 0.47 | 0.47 | 0.47 | 0.47 | 0.47 | 0.47 | 0.47 | 0.47 | 0.47 | 0.47 | 0.47 | 0.47 | 0.47 | 0.47 | 0.47 | 0.47 | 0.47 | 0.47 | 0.47 | 0.47 | 0.47 | 0.47 | 0.47 | 0.47 | 0.47 | 0.47 | 0.47 | 0.47 | 0.47 | 0.47 | 0.47 | 0.47 | 0.47 | 0.47 | 0.47 | 0.47 | 0.47 | 0.47 | 0.47 | 0.47 | 0.47 | 0.47 | 0.47 | 0.47 | 0.47 | 0.47 | 0.47 | 0.47 | 0.47 | 0.47 | 0.47 | 0.47 | 0.47 | 0.47 | 0.47 | 0.47 | 0.47 | 0.47 | 0.47 | 0.47 | 0.47 | 0.47 | 0.47 | 0.47 | 0.47 | 0.47 | 0.47 | 0.47 | 0.47 | 0.47 | 0.47 | 0.47 | 0.47 | 0.47 | 0.47 | 0.47 | 0.47 | 0.47 | 0.47 | 0.47 | 0.47 | 0.47 | 0.47 | 0.47 | 0.47 | 0.47 | 0.47 | 0.47 | 0.47 | 0.47 | 0.47 | 0.47 | 0.47 | 0.47 | 0.47 | 0.47 | 0.47 | 0.47 | 0.47 | 0.47 | 0.47 | 0.47 | 0.47 | 0.47 | 0.47 | 0.47 | 0.47 | 0.47 | 0.47 | 0.47 | 0.47 | 0.47 | 0.47 | 0.47 | 0.47 | 0.47 | 0.47 | 0.47 | 0.47 | 0.47 | 0.47 | 0.47 | 0.47 | 0.47 | 0.47 | 0.47 | 0.47 | 0.47 | 0.47 | 0.47 | 0.47 | 0.47 | 0.47 | 0.47 | 0.47 | 0.47 | 0.47 | 0.47 | 0.47 | 0.47 | 0.47 | 0.47 | 0.47 | 0.47 | 0.47 | 0.47 | 0.47 | 0.47 | 0.47 | 0.47 | 0.47 | 0.47 | 0.47 | 0.47 | 0.47 | 0.47 | 0.47 | 0.47 | 0.47 | 0.47 | 0.47 | 0.47 | 0.47 | 0.47 | 0.47 | 0.47 | 0.47 | 0.47 | 0.47 | 0.47 | 0.47 | 0.47 | 0.47 | 0.47 | 0.47 | 0.47 | 0.47 | 0.47 | 0.47 | 0.47 | 0.47 | 0.47 | 0.47 | 0.47 | 0.47 | 0.47 | 0.47 | 0.47 | 0.47 | 0.47 | 0.47 | 0.47 | 0.47 | 0.47 | 0.47 | 0.47 | 0.47 | 0.47 | 0.47 | 0.47 | 0.47 | 0.47 | 0.47 | 0.47 | 0.47 | 0.47 | 0.47 | 0.47 | 0.47 | 0.47 | 0.47 | 0.47 | 0.47 | 0.47 | 0.47 | 0.47 | 0.47 | 0.47 | 0.47 | 0.47 | 0.47 | 0.47 | 0.47 | 0.47 | 0.47 | 0.47 | 0.47 | 0.47 | 0.47 | 0.47 | 0.47 | 0.47 | 0.47 | 0.47 | 0.47 | 0.47 | 0.47 | 0.47 | 0.47 | 0.47 | 0.47 | 0.47 | 0.47 | 0.47 | 0.47 | 0.47 | 0.47 | 0.47 | 0.47 | 0.47 | 0.47 | 0.47 | 0.47 | 0.47 | 0.47 | 0.47 | 0.47 | 0.47 | 0.47 | 0.47 | 0.47 | 0.47 | 0.47 | 0.47 | 0.47 | 0.47 | 0.47 | 0.47 | 0.47 | 0.47 | 0.47 | 0.47 | 0.47 | 0.47 | 0.47 | 0.47 | 0.47 | 0.47 | 0.47 | 0.47 | 0.47 | 0.47 | 0.47 | 0.47 | 0.47 | 0.47 | 0.47 | 0.47 | 0.47 | 0.47 | 0.47 | 0.47 | 0.47 | 0.47 | 0.47 | 0.47 | 0.47 | 0.47 | 0.47 | 0.47 | 0.47 | 0.47 | 0.47 | 0.47 | 0.47 | 0.47 | 0.47 | 0.47 | 0.47 | 0.47 | 0.47 | 0.47 | 0.47 | 0.47 | 0.47 | 0.47 | 0.47 | 0.47 | 0.47 | 0.47 | 0.47 | 0.47 | 0.47 | 0.47 | 0.47 | 0.47 | 0.47 | 0.47 | 0.47 | 0.47 | 0.47 | 0.47 | 0.47 | 0.47 | 0.47 | 0.47 | 0.47 | 0.47 | 0.47 | 0.47 | 0.47 | 0.47 | 0.47 | 0.47 | 0.47 | 0.47 | 0.47 | 0.47 | 0.47 | 0.47 | 0.47 | 0.47 | 0.47 | 0.47 | 0.47 | 0.47 | 0.47 | 0.47 | 0.47 | 0.47 | 0.47 | 0.47 | 0.47 | 0.47 | 0.47 | 0.47 | 0.47 | 0.47 | 0.47 | 0.47 | 0.47 | 0.47 | 0.47 | 0.47 | 0.47 | 0.47 | 0.47 | 0.47 | 0.47 | 0.47 | 0.47 | 0.47 | 0.47 | 0.47 | 0.47 | 0.47 | 0.47 | 0.47 | 0.47 | 0.47 | 0.47 | 0.47 | 0.47 | 0.47 | 0.47 | 0.47 | 0.47 | 0.47 | 0.47 | 0.47 | 0.47 | 0.47 | 0.47 | 0.47 | 0.47 | 0.47 | 0.47 | 0.47 | 0.47 | 0.47 | 0.47 | 0.47 | 0.47 | 0.47 | 0.47 | 0.47 | 0.47 | 0.47 | 0.47 | 0.47 | 0.47 | 0.47 | 0.47 | 0.47 | 0.47 | 0.47 | 0.47 | 0.47 | 0.47 | 0.47 | 0.47 | 0.47 | 0.47 | 0.47 | 0.47 | 0.47 | 0.47 | 0.47 | 0.47 | 0.47 | 0.47 | 0.47 | 0.47 | 0.47 | 0.47 | 0.47 | 0.47 | 0.47 | 0.47 | 0.47 | 0.47 | 0.47 | 0.47 | 0.47 | 0.47 | 0.47 | 0.47 | 0.47 | 0.47 | 0.47 | 0.47 | 0.47 | 0.47 | 0.47 | 0.47 | 0.47 | 0.47 | 0.47 | 0.47 | 0.47 | 0.47 | 0.47 | 0.47 | 0.47 | 0.47 | 0.47 | 0.47 | 0.47 | 0.47 | 0.47 | 0.47 | 0.47 | 0.47 | 0.47 | 0.47 | 0.47 | 0.47 | 0.47 | 0.47 | 0.47 | 0.47 | 0.47 | 0.47 | 0.47 | 0.47 | 0.47 | 0.47 | 0.47 | 0.47 | 0.47 | 0.47 | 0.47 | 0.47 | 0.47 | 0.47 | 0.47 | 0.47 | 0.47 | 0.47 | 0.47 | 0.47 | 0.47 | 0.47 | 0.47 | 0.47 | 0.47 | 0.47 | 0.47 | 0.47 | 0.47 | 0.47 | 0.47 | 0.47 | 0.47 | 0.47 | 0.47 | 0.47 | 0.47 | 0.47 | 0.47 | 0.47 | 0.47 | 0.47 | 0.47 | 0.47 | 0.47 | 0.47 | 0.47 | 0.47 | 0.47 | 0.47 | 0.47 | 0.47 | 0.47 | 0.47 | 0.47 | 0.47 | 0.47 | 0.47 | 0.47 | 0.47 | 0.47 | 0.47 | 0.47 | 0.47 | 0.47 | 0.47 | 0.47 | 0.47 | 0.47 | 0.47 | 0.47 | 0.47 | 0.47 | 0.47 | 0.47 | 0.47 | 0.47 | 0.47 | 0.47 | 0.47 | 0.47 | 0.47 | 0.47 | 0.47 | 0.47 | 0.47 | 0.47 | 0.47 | 0.47 | 0.47 | 0.47 | 0.47 | 0.47 | 0.47 | 0.47 | 0.47 | 0.47 | 0.47 | 0.47 | 0.47 | 0.47 | 0.47 | 0.47 | 0.47 | 0.47 | 0.47 | 0.47 | 0.47 | 0.47 | 0.47 | 0.47 | 0.47 | 0.47 | 0.47 | 0.47 | 0.47 | 0.47 | 0.47 | 0.47 | 0.47 | 0.47 | 0.47 | 0.47 | 0.47 | 0.47 | 0.47 | 0.47 | 0.47 | 0.47 | 0.47 | 0.47 | 0.47 | 0.47 | 0.47 | 0.47 | 0.47 | 0.47 | 0.47 | 0.47 | 0.47 | 0.47 | 0.47 | 0.47 | 0.47 | 0.47 | 0.47 | 0.47 | 0.47 | 0.47 | 0.47 | 0.47 | 0.47 | 0.47 | 0.47 | 0.47 | 0.47 | 0.47 | 0.47 | 0.47 | 0.47 | 0.47 | 0.47 | 0.47 | 0.47 | 0.47 | 0.47 | 0.47 | 0.47 | 0.47 | 0.47 | 0.47 | 0.47 | 0.47 | 0.47 | 0.47 | 0.47 | 0.47 | 0.47 | 0.47 | 0.47 | 0.47 | 0.47 | 0.47 | 0.47 | 0.47 | 0.47 | 0.47 | 0.47 | 0.47 | 0.47 | 0.47 | 0.47 | 0.47 | 0.47 | 0.47 | 0.47 | 0.47 | 0.47 | 0.47 | 0.47 | 0.47 | 0.47 | 0.47 | 0.47 | 0.47 | 0.47 | 0.47 | 0.47 | 0.47 | 0.47 | 0.47 | 0.47 | 0.47 | 0.47 | 0.47 | 0.47 | 0.47 | 0.47 | 0.47 | 0.47 | 0.47 | 0.47 | 0.47 | 0.47 | 0.47 | 0.47 | 0.47 | 0.47 | 0.47 | 0.47 | 0.47 | 0.47 | 0.47 | 0.47 | 0.47 | 0.47 | 0.47 | 0.47 | 0.47 | 0.47 | 0.47 | 0.47 | 0.47 | 0.47 | 0.47 | 0.47 | 0.47 | 0.47 | 0.47 | 0.47 | 0.47 | 0.47 | 0.47 | 0.47 | 0.47 | 0.47 | 0.47 | 0.47 | 0.47 | 0.47 | 0.47 | 0.47 | 0.47 | 0.47 | 0.47 | 0.47 | 0.47 | 0.47 | 0.47 | 0.47 | 0.47 | 0.47 | 0.47 | 0.47 | 0.47 | 0.47 | 0.47 | 0.47 | 0.47 | 0.47 | 0.47 | 0.47 | 0.47 | 0.47 | 0.47 | 0.47 | 0.47 | 0.47 | 0.47 | 0.47 | 0.47 | 0.47 | 0.47 | 0.47 | 0.47 | 0.47 | 0.47 | 0.47 | 0.47 | 0.47 | 0.47 | 0.47 | 0.47 | 0.47 | 0.47 | 0.47 | 0.47 | 0.47 | 0.47 | 0.47 | 0.47 | 0.47 | 0.47 | 0.47 | 0.47 | 0.47 | 0.47 | 0.47 | 0.47 | 0.47 | 0.47 | 0.47 | 0.47 | 0.47 | 0.47 | 0.47 | 0.47 | 0.47 | 0.47 | 0.47 | 0.47 | 0.47 | 0.47 | 0.47 | 0.47 | 0.47 | 0.47 | 0.47 | 0.47 | 0.47 | 0.47 | 0.47 | 0.47 | 0.47 | 0.47 | 0.47 | 0.47 | 0.47 | 0.47 | 0.47 | 0.47 | 0.47 | 0.47 | 0.47 | 0.47 | 0.47 | 0.47 | 0.47 | 0.47 | 0.47 | 0.47 | 0.47 | 0.47 | 0.47 | 0.47 | 0.47 | 0.47 | 0.47 | 0.47 | 0.47 | 0.47 | 0.47 | 0.47 | 0.47 | 0.47 | 0.47 | 0.47 | 0.47 | 0.47 | 0.47 | 0.47 | 0.47 | 0.47 | 0.47 | 0.47 | 0.47 | 0.47 | 0.47 | 0.47 | 0.47 | 0.47 | 0.47 | 0.47 | 0.47 | 0.47 | 0.47 | 0.47 | 0.47 | 0.47 | 0.47 | 0.47 | 0.47 | 0.47 | 0.47 | 0.47 | 0.47 | 0.47 | 0.47 | 0.47 | 0.47 | 0.47 | 0.47 | 0.47 | 0.47 | 0.47 | 0.47 | 0.47 | 0.47 | 0.47 | 0.47 | 0.47 | 0.47 | 0.47 | 0.47 | 0.47 | 0.47 | 0.47 | 0.47 | 0.47 | 0.47 | 0.47 | 0.47 | 0.47 | 0.47 | 0.47 | 0.47 | 0.47 | 0.47 | 0.47 | 0.47 | 0.47 | 0.47 | 0.47 | 0.47 | 0.47 | 0.47 | 0.47 | 0.47 | 0.47 | 0.47 | 0.47 | 0.47 | 0.47 | 0.47 | 0.47 | 0.47 | 0.47 | 0.47 | 0.47 | 0.47 | 0.47 | 0.47 | 0.47 | 0.47 | 0.47 | 0.47 | 0.47 | 0.47 | 0.47 | 0.47 | 0.47 | 0.47 | 0.47 | 0.47 | 0.47 | 0.47 | 0.47 | 0.47 | 0.47 | 0.47 | 0.47 | 0.47 | 0.47 | 0.47 | 0.47 | 0.47 | 0.47 | 0.47 | 0.47 | 0.47 | 0.47 | 0.47 | 0.47 | 0.47 | 0.47 | 0.47 | 0.47 | 0.47 | 0.47 | 0.47 | 0.47 | 0.47 | 0.47 | 0.47 | 0.47 | 0.47 | 0.47 | 0.47 | 0.47 | 0.47 | 0.47 | 0.47 | 0.47 | 0.47 | 0.47 | 0.47 | 0.47 | 0.47 | 0.47 | 0.47 | 0.47 | 0.47 | 0.47 | 0.47 | 0.47 | 0.47 | 0.47 | 0.47 | 0.47 | 0.47 | 0.47 | 0.47 | 0.47 | 0.47 | 0.47 | 0.47 | 0.47 | 0.47 | 0.47 | 0.47 | 0.47 | 0.47 | 0.47 | 0.47 | 0.47 | 0.47 | 0.47 | 0.47 | 0.47 | 0.47 | 0.47 | 0.47 | 0.47 | 0.47 | 0.47 | 0.47 | 0.47 | 0.47 | 0.47 | 0.47 | 0.47 | 0.47 | 0.47 | 0.47 | 0.47 | 0.47 | 0.47 | 0.47 | 0.47 | 0.47 | 0.47 | 0.47 | 0.47 | 0.47 | 0.47 | 0.47 | 0.47 | 0.47 | 0.47 | 0.47 | 0.47 | 0.47 | 0.47 | 0.47 | 0.47 | 0.47 | 0.47 | 0.47 | 0.47 | 0.47 | 0.47 | 0.47 | 0.47 | 0.47 | 0.47 | 0.47 | 0.47 | 0.47 | 0.47 | 0.47 | 0.47 | 0.47 | 0.47 | 0.47 | 0.47 | 0.47 | 0.47 | 0.47 | 0.47 | 0.47 | 0.47 | 0.47 | 0.47 | 0.47 | 0.47 | 0.47 | 0.47 | 0.47 | 0.47 | 0.47 | 0.47 | 0.47 | 0.47 | 0.47 | 0.47 | 0.47 | 0.47 | 0.47 | 0.47 | 0.47 | 0.47 | 0.47 | 0.47 | 0.47 | 0.47 | 0.47 | 0.47 | 0.47 | 0.47 | 0.47 | 0.47 | 0.47 | 0.47 | 0.47 | 0.47 | 0.47 | 0.47 | 0.47 | 0.47 | 0.47 | 0.47 | 0.47 | 0.47 | 0.47 | 0.47 | 0.47 | 0.47 | 0.47 | 0.47 | 0.47 | 0.47 | 0.47 | 0.47 | 0.47 | 0.47 | 0.47 | 0.47 | 0.47 | 0.47 | 0.47 | 0.47 | 0.47 | 0.47 | 0.47 | 0.47 | 0.47 | 0.47 | 0.47 | 0.47 | 0.47 | 0.47 | 0.47 | 0.47 | 0.47 | 0.47 | 0.47 | 0.47 | 0.47 | 0.47 | 0.47 | 0.47 | 0.47 | 0.47 | 0.47 | 0.47 | 0.47 | 0.47 | 0.47 | 0.47 | 0.47 | 0.47 | 0.47 | 0.47 | 0.47 | 0.47 | 0.47 | 0.47 | 0.47 | 0.47 | 0.47 | 0.47 | 0.47 | 0.47 | 0.47 | 0.47 | 0.47 | 0.47 | 0.47 | 0.47 | 0.47 | 0.47 | 0.47 | 0.47 | 0.47 | 0.47 | 0.47 | 0.47 | 0.47 | 0.47 | 0.47 | 0.47 | 0.47 | 0.47 | 0.47 | 0.47 | 0.47 | 0.47 | 0.47 | 0.47 | 0.47 | 0.47 | 0.47 | 0.47 | 0.47 | 0.47 | 0.47 | 0.47 | 0.47 | 0.47 | 0.47 | 0.47 | 0.47 | 0.47 | 0.47 | 0.47 | 0.47 | 0.47 | 0.47 | 0.47 | 0.47 | 0.47 | 0.47 | 0.47 | 0.47 | 0.47 | 0.47 | 0.47 | 0.47 | 0.47 | 0.47 | 0.47 | 0.47 | 0.47 | 0.47 | 0.47 | 0.47 | 0.47 | 0.47 | 0.47 | 0.47 | 0.47 | 0.47 | 0.47 | 0.47 | 0.47 | 0.47 | 0.47 | 0.47 | 0.47 | 0.47 | 0.47 | 0.47 | 0.47 | 0.47 | 0.47 | 0.47 | 0.47 | 0.47 | 0.47 | 0.47 | 0.47 | 0.47 | 0.47 | 0.47 | 0.47 | 0.47 | 0.47 | 0.47 | 0.47 | 0.47 | 0.47 | 0.47 | 0.47 | 0.47 | 0.47 | 0.47 | 0.47 | 0.47 | 0.47 | 0.47 | 0.47 | 0.47 | 0.47 | 0.47 | 0.47 | 0.47 | 0.47 | 0.47 | 0.47 | 0.47 | 0.47 | 0.47 | 0.47 | 0.47 | 0.47 | 0.47 | 0.47 | 0.47 | 0.47 | 0.47 | 0.47 | 0.47 | 0.47 | 0.47 | 0.47 | 0.47 | 0.47 | 0.47 | 0.47 | 0.47 | 0.47 | 0.47 | 0.47 | 0.47 | 0.47 | 0.47 | 0.47 | 0.47 | 0.47 | 0.47 | 0.47 | 0.47 | 0.47 | 0.47 | 0.47 | 0.47 | 0.47 | 0.47 | 0.47 | 0.47 | 0.47 | 0.47 | 0.47 | 0.47 | 0.47 | 0.47 | 0.47 | 0.47 | 0.47 | 0.47 | 0.47 | 0.47 | 0.47 | 0.47 | 0.47 | 0.47 | 0.47 | 0.47 | 0.47 | 0.47 | 0.47 | 0.47 | 0.47 | 0.47 | 0.47 | 0.47 | 0.47 | 0.47 | 0.47 | 0.47 | 0.47 | 0.47 | 0.47 | 0.47 | 0.47 | 0.47 | 0.47 | 0.47 | 0.47 | 0.47 | 0.47 | 0.47 | 0.47 | 0.47 | 0.47 | 0.47 | 0.47 | 0.47 | 0.47 | 0.47 | 0.47 | 0.47 | 0.47 | 0.47 | 0.47 | 0.47 | 0.47 | 0.47 | 0.47 | 0.47 | 0.47 | 0.47 | 0.47 | 0.47 | 0.47 | 0.47 | 0.47 | 0.47 | 0.47 | 0.47 | 0.47 | 0.47 | 0.47 | 0.47 | 0.47 | 0.47 | 0.47 | 0.47 | 0.47 | 0.47 | 0.47 | 0.47 | 0.47 | 0.47 | 0.47 | 0.47 | 0.47 | 0.47 | 0.47 | 0.47 | 0.47 | 0.47 | 0.47 | 0.47 | 0.47 | 0.47 | 0.47 | 0.47 | 0.47 | 0.47 | 0.47 | 0.47 | 0.47 | 0.47 | 0.47 | 0.47 | 0.47 | 0.47 | 0.47 | 0.47 | 0.47 | 0.47 | 0.47 | 0.47 | 0.47 | 0.47 | 0.47 | 0.47 | 0.47 | 0.47 | 0.47 | 0.47 | 0.47 | 0.47 | 0.47 | 0.47 | 0.47 | 0.47 | 0.47 | 0.47 | 0.47 | 0.47 | 0.47 | 0.47 | 0.47 | 0.47 | 0.47 | 0.47 | 0.47 | 0.47 | 0.47 | 0.47 | 0.47 | 0.47 | 0.47 | 0.47 | 0.47 | 0.47 | 0.47 | 0.47 | 0.47 | 0.47 | 0.47 | 0.47 | 0.47 | 0.47 | 0.47 | 0.47 | 0.47 | 0.47 | 0.47 | 0.47 | 0.47 | 0.47 | 0.47 | 0.47 | 0.47 | 0.47 | 0.47 | 0.47 | 0.47 | 0.47 | 0.47 | 0.47 | 0.47 | 0.47 | 0.47 | 0.47 | 0.47 | 0.47 | 0.47 | 0.47 | 0.47 | 0.47 | 0.47 | 0.47 | 0.47 | 0.47 | 0.47 | 0.47 | 0.47 | 0.47 | 0.47 | 0.47 | 0.47 | 0.47 | 0.47 | 0.47 | 0.47 | 0.47 | 0.47 | 0.47 | 0.47 | 0.47 | 0.47 | 0.47 | 0.47 | 0.47 | 0.47 | 0.47 | 0.47 | 0.47 | 0.47 | 0.47 | 0.47 | 0.47 | 0.47 | 0.47 | 0.47 | 0.47 | 0.47 | 0.47 | 0.47 | 0.47 | 0.47 | 0.47 | 0.47 | 0.47 | 0.47 | 0.47 | 0.47 | 0.47 | 0.47 | 0.47 | 0.47 | 0.47 | 0.47 | 0.47 | 0.47 | 0.47 | 0.47 | 0.47 | 0.47 | 0.47 | 0.47 | 0.47 | 0.47 | 0.47 | 0.47 | 0.47 | 0.47 | 0.47 | 0.47 | 0.47 | 0.47 | 0.47 | 0.47 | 0.47 | 0.47 | 0.47 | 0.47 | 0.47 | 0.47 | 0.47 | 0.47 | 0.47 | 0.47 | 0.47 | 0.47 | 0.47 | 0.47 | 0.47 | 0.47 | 0.47 | 0.47 | 0.47 | 0.47 | 0.47 | 0.47 | 0.47 | 0.47 | 0.47 | 0.47 | 0.47 | 0.47 | 0.47 | 0.47 | 0.47 | 0.47 | 0.47 | 0.47 | 0.47 | 0.47 | 0.47 | 0.47 | 0.47 | 0.47 | 0.47 | 0.47 | 0.47 | 0.47 | 0.47 | 0.47 | 0.47 | 0.47 | 0.47 | 0.47 | 0.47 | 0.47 | 0.47 | 0.47 | 0.47
4500 | 18 | Ly1 (m) | 0.75 |  | Ly2 (m) | 0.75 |  |  | L' = 2 ( X + Lx1 /2 + ex ) = |  |  | 6.8
| 20 | S (m) | 4.5 |  | qna (t/m²) | 15 |  |  | B' = R / (qall*L') = |  | 2.95
| 22 | ex (m) | 1 |  | cover (cm) | 7 |  |  | Fn = Ru / L' * B' = |  | 22.4327
| 25 | t R.C. (cm) | 120 |  | t P.C. (cm) | 25 |  | Dimensions of reinforced concrete footing
| 28 | Ø main top bar | 20 |  | Ø main bar for b1 | 20 |  |  | L = L' - 2 t p.c. = |  | 6.3
| 32 | Ø main bott. bar | 20 |  | Ø main bar for b2 | 20 |  |  | B = B' - 2 tp.c. = |  | 2.45
[9 empty] | qu = Ru / L * B = |  | 29.1545
|  |  | Design | [5 empty] | Wu = qu / L = |  | 71.4286
[9 empty] | X1 ( distance from outer face of exterior column to R.C. footing edge ) = | [7 empty] | 0.75
[9 empty] | X2 ( distance from outer face of interior column to R.C. footing edge ) = | [7 empty] | 0.75
[9 empty] | Z ( Point of zero shear from R.C. footing edge ) = Pu1 / Wu = | [7 empty] | 3.15
[8 empty] | Calculation of moment and shear forces | [11 empty] | 225 |  |  |  | 225
[9 empty] | Q1 = qu * X1 = |  | 53.5714
|  |  | Calculations | [5 empty] | Q2 = Q1 + qu * Lx1 - Pu1 = |  |  | -150
[9 empty] | Q3 = Q2 + qu * ( S - Lx1 / 2 - Lx2 / 2 ) = |  |  |  | 150
|  | Fcu (kg/cm²) | 250 |  | Fyrft. (kg/cm²) | 2400 |  |  | Q4 = Q3 + qu * Lx2 - Pu2 = |  |  | -53.5714 | [8 empty] | 71.4286
[9 empty] | Q max ( at d/2 from column face ) = |  |  |  | 109.6429
|  | Pu1 (ton) | 225 |  | Pu2 (ton) | 225 |  |  | M1 = wu * X1² / 2= |  | 20.0893
[9 empty] | M2 = wu (X1 + Lx1)² /2 - Pu1 Lx1 /2 = |  |  |  | 5.625
|  | Lx1 (m) | 0.3 |  | Lx2 (m) | 0.3 |  |  | M3 = wu (X1 + Lx1 /2 + S - Lx2 / 2)²/ 2 - Pu1 (S - Lx2 /2) = | [5 empty] | 5.625
[9 empty] | M4 = wu ( X1 + Lx1 /2 + S + Lx2 /2 )²/ 2 - Pu1 ( S + Lx2 /2 ) - Pu2 ( Lx2 /2 ) = | [7 empty] | 20.0893
|  | Ly1 (m) | 0.75 |  | Ly2 (m) | 0.75 |  |  | M max = qu Z² / 2 - Pu1 ( Z - Lx1 / 2 ) = |  |  |  | -151.875
Check depth for moment
|  | S (m) | 4.5 |  | qna (t/m²) | 15 |  |  | d = C1 * ( Mu / Fcu * B )^0.5
[9 empty] | 7.1761 |  | 0.125 |  | 0.5 |  |  | Safe
|  | ex (m) | 1 |  | t p.c. (m) | 0.25 |  | Check depth for shear
[9 empty] | qcu = 0.49 (Fcu / 1.5)^0.5 = |  |  | 6.3259
|  | t R.C. (cm) | 120 |  | d (cm) | 113 |  |  | qu = Qmax / B d = |  | 3.9604 |  |  |  |  | Safe
Check depth for punching
|  | R (t.) | 300 |  | X (m.) | 2.25 |  |  | For exterior column
[9 empty] | qpu1 = (0.5 + a1 / b1) (Fcu / 1.5)^0.5 = |  |  |  | 11.619
|  | L' (m.) | 6.8 |  | B' (m.) | 2.95 |  |  | Qp1 = Pu1 - qu (Lx1 + d) (Ly1 + d) = |  |  |  |  | 146.621
[9 empty] | qp1 = Qp1 / 2 d ( Lx1 + d + Ly1 + d ) = |  |  |  |  | 1.96 |  | Safe
|  | L (m.) | 6.3 |  | B (m.) | 2.45 |  |  | For interior column
[9 empty] | qpu2 = (0.5 + a2 / b2) (Fcu/1.5)^0.5 = |  |  |  | 11.619
|  | qu (t/m²) | 29.1545 |  | Ru (t.) | 450 |  |  | Qp2 = Pu2 - qu (Lx2 + d) (Ly2 + d) = |  |  |  | 146.621
[9 empty] | qp2 = Qp2 / 2 d ( Lx2 + d + Ly2 + d) = |  |  |  | 1.96 |  |  | Safe
|  | Wu (t/m) | 71.4286 |  | Z (m) | 3.15 |  | Reinforcement steel
Longitudinal Top reinforcement
|  | X1 (m) | 0.75 |  | X2 (m) | 0.75 |  |  | As req = Mmax / Fy * J * d = |  |  | 67.7569
[9 empty] | As min = μ min * B * d = |  |  | 69.2125
|  | Q1 (t.) | 53.5714 |  | Q2 (t.) | -150 |  |  | 23 | Ø20 |  | 9.3878 | 20 |  |  | Safe
Check of Bond stress
|  | Q3 (t.) | 150 |  | Q4 (t.) | -53.5714 |  |  | Qb = | 150
[9 empty] | qbu = 0.95 (Fcu/1.5)^0.5 = |  |  | 12.2644
|  | M1 (m.t.) | 20.0893 |  | M2 (m.t.) | 5.625 |  |  | qb = Qb / d ∑o = |  | 9.1902 |  |  |  |  | Safe
Check for anchorage Bond
|  | M3 (m.t.) | 5.625 |  | M4 (m.t.) | 20.0893 |  |  | dd = As (Fy / 1.15) / (π * Ø * qbu) = |  |  |  | 85.159
[9 empty] | dd avilable = Z - cover = |  |  | 308 |  |  |  | Safe
|  | Qmax (t.) | 109.6429 |  | Mmax (m.t.) | -151.875 |  | Longitudinal Bottom reinforcement
[9 empty] | for left side cantilever | [8 empty] | for right side cantilever
|  | qcu (kg/cm²) | 6.3259 |  | C1 | 7.1761 |  |  | As req = M1 / Fy * J * d = |  |  | 8.9626 | [5 empty] | As req = M4 / Fy * J * d = |  |  | 8.9626
[9 empty] | As min = μ min * B * d = |  |  | 69.2125 | [5 empty] | As min = μ min * B * d = |  |  | 69.2125
|  | C/d | 0.125 |  | C/d max | 0.5 |  |  | 23 | Ø20 |  | 9.3878 | 20 |  |  | Safe |  | 23 | Ø20 |  | 9.3878 | 20 |  |  | Safe
[9 empty] | Check of Bond stress | [8 empty] | Check of Bond stress
|  | J | 0.8265 |  | Check C/d | Safe |  |  | Qb = | 53.5714 | [7 empty] | Qb = | 53.5714
[9 empty] | qbu = 0.95 (Fcu/1.5)^0.5 = |  |  | 12.2644 | [5 empty] | qbu = 0.95 (Fcu/1.5)^0.5 = |  |  | 12.2644
|  | qu (kg/cm²) | 3.9604 |  | Check shear | Safe |  |  | qb = Qb / d * ∑o = |  | 3.2822 |  |  |  |  | Safe |  | qb = Qb / d * ∑o = |  | 3.2822 |  |  |  |  | Safe
[9 empty] | Check for anchorage Bond | [8 empty] | Check for anchorage Bond
|  | qpu1 (kg/cm²) | 11.619 |  | qpu2 (kg/cm²) | 11.619 |  |  | dd = As (Fy / 1.15) / (π * Ø * qbu) = |  |  |  | 85.159 |  |  |  |  | dd = As (Fy / 1.15) / (π * Ø * qbu) = |  |  |  | 85.159
[9 empty] | dd avilable = X1 - cover + d = |  |  | 181 |  |  |  | Safe |  | dd avilable = X2 - cover + d = |  |  | 181 |  |  |  | Safe
|  | Qp1 (t.) | 146.621 |  | Qp2 (t.) | 146.621 |  |  | for the rest of footing use minimum steel
[9 empty] | As min = μ min * 100 * d = |  |  | 28.25 | 9 | 20 |  | Safe
|  | qp1 (kg/cm²) | 1.96 |  | qp2 (kg/cm²) | 1.96 |  | Transverse direction reinforcement
[9 empty] | Exterior column | [8 empty] | Interior column
|  | Check punch C1 | Safe |  | Check punch C2 | Safe |  |  | b1 (hidden beam width for exterior column) = |  |  |  |  | Lx1 +X1 + d = |  | 2.18 |  | b2 (hidden beam width for interior column) = |  |  |  |  | Lx2 +X2 + d = |  | 2.18
[9 empty] | Y1 ( distance from exterior column face to R.C. footing edge ) = | [6 empty] | 0.85 |  | Y2 ( distance from interior column face to R.C. footing edge ) = | [6 empty] | 0.85
|  | As long top (cm²) | 67.7569 |  | Asmin (cm²) | 69.2125 |  |  | q1 = Pu1 / B * b1 = |  | 42.1269 | [6 empty] | q2 = Pu2 / B * b2 = |  | 42.1269
[9 empty] | M1-1 = q1 * b1 * Y1 ² / 2 = |  |  | 33.176 | [5 empty] | M2-2 = q2 * b2 * Y2 ² / 2 = |  |  | 33.176
|  | As (cm²) | 69.2125 |  | Choosen As | 23 | Ø20 |  | d1-1 = C1 * ( M1-1 / Fcu * b1 )^0.5 | [8 empty] | d2-2 =C1 * ( M2-2 / Fcu * b2 )^0.5
[9 empty] | 14.4832 |  | 0.125 |  | 0.5 |  |  | Safe |  | 14.4832 |  | 0.125 |  | 0.5 |  |  | Safe
|  | As (cm²) | 72.2857 |  | μ | 0.002611 |  |  | As 1-1 req. = M 1-1 / Fy J d = |  |  | 14.801 | [5 empty] | As 2-2 req. = M 2-2 / Fy J d = |  |  | 14.801
[9 empty] | As 1-1 min = μ min * b1 * d = |  |  | 61.585 | [5 empty] | As 2-2 min = μ min * b2 * d = |  |  | 61.585
|  | Qb (t.) | 150 |  | qbu (kg/cm²) | 12.2644 |  |  | As 1-1 = | 61.585 | [7 empty] | As 2-2 = | 61.585
[9 empty] | 20 | Ø20 |  | 9.1743 | 20 |  |  | Safe |  | 20 | Ø20 |  | 9.1743 | 20 |  |  | Safe
|  | qb (kg/cm²) | 9.1902 |  | Check bond | Safe |  | Check of Bond stress
[9 empty] | Qb1 = q1 * Y1 * b1 = |  | 78.0612 | [6 empty] | Qb2 = q2*Y2*b2 = |  | 78.0612
|  | dd anchorage (cm) | 85.159 |  | Check anchor | Safe |  |  | qbu = 0.95 (Fcu/1.5)^0.5 = |  |  | 12.2644 | [5 empty] | qbu = 0.95 (Fcu/1.5)^0.5 = |  |  | 12.2644
[9 empty] | qb1 = Qb1 / d ∑o = |  | 5.5001 |  |  |  |  | Safe |  | qb2 = Qb2 /d ∑o = |  | 5.5001 |  |  |  |  | Safe
|  | As long L bot. (cm²) | 8.9626 |  | As long R bot. (cm²) | 8.9626 |  | Check for anchorage Bond
[9 empty] | dd = As (Fy / 1.15) / (π * Ø * qbu) = |  |  |  | 85.159 |  |  |  |  | dd = As (Fy / 1.15) / (π * Ø * qbu) = |  |  |  | 85.159
|  | Asmin (cm²) | 69.2125 |  | Asmin (cm²) | 69.2125 |  |  | dd avilable = Y1 - cover = |  |  | 191 |  |  |  | Safe |  | dd avilable = Y2 - cover = |  |  | 191 |  |  |  | Safe
for the rest of footing use minimum steel
|  | As (cm²) | 69.2125 |  | As (cm²) | 69.2125 |  |  | As min = μ min * 100 * d = |  |  | 28.25 | 9 | 20 |  | Safe
|  | Choosen As | 23 | Ø20 | Choosen As | 23 | Ø20
|  | Qb1 (t.) | 53.5714 |  | Qb2 (t.) | 53.5714
|  | qb1 (kg/cm²) | 3.2822 |  | qb2 (kg/cm²) | 3.2822
|  | Check bond | Safe |  | Check bond | Safe
|  | dd anchorage (cm) | 85.159
|  | Check anchor | Safe |  | Check anchor | Safe
|  | b1 (m) | 2.18 |  | b2 (m) | 2.18
|  | Y1 (m) | 0.85 |  | Y2 (m) | 0.85
|  | q1 (t/m²) | 42.1269 |  | q2 (t/m²) | 42.1269
|  | M1-1 (m.t.) | 33.176 |  | M2-2 (m.t.) | 33.176
|  | C1 | 14.4832 |  | C1 | 14.4832
|  | C/d | 0.125 |  | C/d | 0.125
|  | Check C/d | Safe |  | Check C/d | Safe
|  | J | 0.8265 |  | J | 0.8265
|  | As req. (cm²) | 14.801 |  | As req. (cm²) | 14.801
|  | As min (cm²) | 61.585 |  | As min (cm²) | 61.585
|  | As 1-1 (cm²) | 61.585 |  | As 2-2 (cm²) | 61.585
|  | Choosen As | 20 | Ø20 | Choosen As | 20 | Ø20
|  | As (cm²) | 62.8571 |  | As (cm²) | 62.8571
|  | Qb1 (t.) | 78.0612 |  | Qb2 (t.) | 78.0612
|  | qp1 (kg/cm²) | 5.5001 |  | qp2 (kg/cm²) | 5.5001
|  | Check bond | Safe |  | Check bond | Safe
|  | dd anchorage (cm) | 85.159 |  | dd anchorage (cm) | 85.159
|  | Check anchor | Safe |  | Check anchor | Safe
Results
Output
|  | Fcu (kg/cm²) | 250 |  | Fy rft. (kg/cm²) | 2400
|  | P.C. footing | 6.8 m x 2.95 m x 0.25 m |  | Footing side (m) | 6.3 m x 2.45 m x 1.2 m
|  | As long top | 23 Ø20 | 9.3878 | As long bottom | 23 Ø20 | 9.3878
|  | As short b1 | 20 Ø20 | 9.1743 | As short b2 | 20 Ø20 | 9.1743
|  | As min | 9 Ø 20 /m
|  | Check Shear | Safe |  | 1 | 1
|  | Check Punch | Safe |  | 1 | 1
|  | Check Bond | Safe |  | 1 | 1
|  | Check anchor | Safe |  | 1 | 1
|  | Input again |  |  | Calculation Sheets

## F-S-B-F
[8 empty] | Project name |  |  | :
|  | Design of Strap footing | [5 empty] | Location |  |  | :
|  | Subjected to pure normal | [5 empty] | Footing no |  |  | :
Rectangular footing
[8 empty] | Given Data | [15 empty] | X | 0.1 | 0.1 | 0.6 | 0.6 | 1.2 | 1.2 | 4.05 | 4.05 | 0.1 |  | 6.4 | 6.4 | 7.75 | 7.75 | 8.05 | 8.05 | 9.4 | 9.4 | 6.4 |  | 0.6 | 0.6 | 1.2 | 1.2 | 0.6 |  | 7.75 | 7.75 | 8.05 | 8.05 | 7.75 |  | 0.1 | 0.1 | 8.05 | 8.05 | 0.1
[8 empty] | 250 |  |  | 2400 |  |  | 100 | 0.6 |  | 0.25 | 7 |  | 12 |  | b S.B. = | 0.6 | P | 0.1 | 1.8 | 1.8 | 1.8 | 1.8 | 1.8 | 1.8 | 0.1 | 0.1 |  | -0.825 | 2.725 | 2.725 | 2.725 | 2.725 | 2.725 | 2.725 | -0.825 | -0.825 |  | 0.825 | 1.075 | 1.075 | 0.825 | 0.825 |  | 0.5 | 1.4 | 1.4 | 0.5 | 0.5 |  | 0.65 | 1.25 | 1.25 | 0.65 | 0.65
[8 empty] | 0.55 |  |  | 0.8 |  |  | 210 | 0.3 |  | 0.9 | distance from outer face of exterior column to footing edge = |  |  |  |  | 0.5 | E | 0.1 | 0.65 | 0.65 | 1.625 | 1.625 | 0.65 | 0.65 | 0.1 | 0.1 |  | 0.1 | 0.9 | 0.9 | 1.625 | 1.625 | 0.9 | 0.9 | 0.1 | 0.1
| 8 |  | Input |  |  |  |  | Design Procedueres | [15 empty] | X | 1.2 | 7.75 |  | 4.05 | 6.4
2400 | 10 | [22 empty] | S.B. | 1.05 | 1.05 |  | 0.1 | 0.1
2800 | 12 | Fcu (kg/cm²) | 250 |  | Fy rft. (kg/cm²) | 2400 |  |  | Pw1 = | 66.6667 |  | Pw1 = | 140 | [10 empty] | X | 0.1 | 0.6 | 1.2 | 4.05 | 6.4 | 7.75 | 8.05 | 9.4 | 0.1
3600 | 14 | Pu1 (ton) | 100 |  | Pu2 (ton) | 210 |  |  | Assume X (distance between exterior column center and exterior footing center)= | [7 empty] | 1.1667 | [6 empty] | Q | 0 | 15.1899 | -66.5823 | 20 | 20 | 105.5 | -85.5 | 0 | 0
4000 | 16 | Lx1 (m) | 0.6 |  | Lx2 (m) | 0.3 |  |  | ΔR ( S - X ) = Pw1 X | [14 empty] | X | 0.1 | 0.6 | 1.2 | 3.2917 | 4.05 | 6.4 | 7.75 | 8.05 | 9.4 |  | 9.4 | 0.1
4500 | 18 | Ly1 (m) | 0.25 |  | Ly2 (m) | 0.9 |  |  | 13.3333 | [14 empty] | M | 0 | 3.7975 | 0.37975 | -84.5833 | -78 | -30 | 54.7125 | 56.7125 | 0 |  | 0 | 0
| 20 | S (m) | 7 |  | qna (t/m²) | 12 |  |  | R1 = Pw1 + ΔR = |  | 80 | [12 empty] | X | 0.1 | 0.1 |  | 0.495 | 0.495 |  | 0.89 | 0.89 |  | 1.285 | 1.285 |  | 1.68 | 1.68 |  | 2.075 | 2.075 |  | 2.47 | 2.47 |  | 2.865 | 2.865 |  | 3.26 | 3.26 |  | 3.655 | 3.655 |  | 4.05 | 4.05 |  | 6.4 | 6.4 |  | 6.7 | 6.7 | 7 | 7 | 7.3 | 7.3 | 7.6 | 7.6 | 7.9 | 7.9 | 8.2 | 8.2 | 8.5 | 8.5 | 8.8 | 8.8 | 9.1 | 9.1 | 9.4 | 9.4 | 0.9 | 0.9 | 7.9 | 7.9
| 22 | ex (m) | 0.5 |  | cover (cm) | 5 |  |  | R2 = Pw2 - ΔR = |  | 126.6667 | [12 empty] | L | -0.1 | 0.1 |  | -0.1 | 0.1 |  | -0.1 | 0.1 |  | -0.1 | 0.1 |  | -0.1 | 0.1 |  | -0.1 | 0.1 |  | -0.1 | 0.1 |  | -0.1 | 0.1 |  | -0.1 | 0.1 |  | -0.1 | 0.1 |  | -0.1 | 0.1 |  | -0.1 | 0.1 |  | -0.1 | 0.1 | -0.1 | 0.1 | -0.1 | 0.1 | -0.1 | 0.1 | -0.1 | 0.1 | -0.1 | 0.1 | -0.1 | 0.1 | -0.1 | 0.1 | -0.1 | 0.1 | -0.1 | 0.1 | 1.3 | 0.65 | 1.3 | 0.65
| 25 | t R.C.1 (cm) | 55 |  | t R.C.2 (cm) | 80 |  |  | area of reinforced concrete footing
| 28 | S.B. width (cm) | 60 |  | t P.C. (cm) | 30 |  |  | A R.C.1 = R1 / qna = |  | 6.6667
| 32 | Ø main bars | 22 |  | Ø secondary bars | 12 |  |  | L1 =2 ( X + Lx1/2 + ex ) = |  |  | 3.95
|  | Ø S.B. bars | 25 |  | Ø Stirrups | 12 |  |  | B1 = A R.C.1 / L1 = |  | 1.7
[9 empty] | A R.C.2 = R2 / qna = |  | 10.5556
|  |  | Design | [5 empty] | 3
[9 empty] | 3.55 | [8 empty] | 100 |  |  | 210
[9 empty] | 100 |  |  | 210
[9 empty] | 120 |  |  | 190
[9 empty] | 30.3797 |  |  | 63.3333
Calculations
[8 empty] | Calculation of moment and shear forces for S.B. | [10 empty] | 30.3797 |  | 63.3333
|  | Fcu (kg/cm²) | 250 |  | Fyrft. (kg/cm²) | 2400 |  |  | Q1 = Wu1 * ex = |  | 15.1899
[9 empty] | Q2 = Q1 + Wu1 * Lx1 - Pu1 = |  |  | -66.5823
|  | Pw1 (ton) | 66.6667 |  | Pw2 (ton) | 140 |  |  | Q3 = Q2 + Wu1 ( L1 - Lx1 - ex ) = |  |  |  | 20
[9 empty] | Q4 = Q3= | 20
|  | Lx1 (m) | 0.6 |  | Lx2 (m) | 0.3 |  |  | Q5 = Q4 + Wu2 ( L2 - Lx2 ) / 2 = |  |  |  | 105.5
[9 empty] | Q6 = Q5 + Wu2 * Lx2 / 2 - Pu2 = |  |  |  | -85.5
|  | Ly1 (m) | 0.25 |  | Ly2 (m) | 0.9 |  |  | Q max ( at d/2 from column face ) = |  |  |  | 94.1076
[9 empty] | M1 = wu1 * ex² /2= |  | 3.7975
|  | S (m) | 7 |  | qna (t/m²) | 12 |  |  | M2 = wu1 (ex + Lx1)² /2 - Pu1 Lx1 /2 = |  |  |  | 0.37975
[9 empty] | M3 = wu1 L1 ² / 2 - Pu1 (X + L1 / 2 ) = |  |  |  | -78
|  | ex (m) | 0.5 |  | t p.c. (m) | 0.3 |  |  | M4 = wu1 L1 (S - L2 / 2 - X) - Pu1 (S - L2 /2) = |  |  |  |  | -30
[9 empty] | M5 = wu1 L1 (S - Lx2 / 2 - X) + Wu2 ((L2 - Lx2)/2)² / 2 - Pu1 (S - Lx2 /2) = | [6 empty] | 54.7125
|  | t R.C.1 (cm) | 55 |  | d1 (cm) | 50 |  |  | M6 = wu1 L1 (S + Lx2 / 2 - X) + Wu2 ((L2 + Lx2)/2)² /2 - Pu1 (S + Lx2 /2) - Pu2 Lx2² / 2 = | [7 empty] | 56.7125
[9 empty] | Z ( Point of zero shear from R.C. footing edge ) = Pu1 / Wu1 = | [5 empty] | 3.2917
|  | t R.C.2 (cm) | 80 |  | d2 (cm) | 75 |  |  | Mmax = Wu1 Z²/2 - Pu1 (Z - Lx1 /2 - ex)= |  |  |  | -84.5833
|  | assume X (m.) | 1.1667 |  | ΔR (t.) | 13.3333 |  | Depth for moment
d = 4 * ( Mmax / Fcu * bS.B. )^0.5
|  | R1 (t.) | 80 |  | R2 (t.) | 126.6667 |  |  | 95
Check depth for shear
|  | A R.c.1 (m²) | 6.6667 |  | A R.c.2 (m²) | 10.5556 |  |  | qcu = 0.75 (Fcu / 1.5)^0.5 = |  |  | 9.6825
[9 empty] | qumax = 2.2 (Fcu/1.5)^0.5= |  |  | 28.4019
|  | L1 (m) | 3.95 |  | L2 (m) | 3 |  |  | qu = Qmax / b d = |  | 16.5101 |  |  |  | Use sttirups
[9 empty] | qsu = qu - qcu/2 = |  | 11.6689
|  | B1 (m) | 1.7 |  | B2 (m) | 3.55 |  |  | n*Asstirrup / (b s) = qsu / (Fy/γs)
[9 empty] | 13.4903 |  |  | 8 Ø 12 /m | 4 |  | Safe
|  | Pu1 (t) | 100 |  | Pu2 (t) | 210 |  | Reinforcement steel
Top reinforcement
|  | Ru1 (t) | 120 |  | Ru2 (t) | 190 |  |  | As req = Mmax / Fy * J * d = |  |  | 44.9128
[9 empty] | As min = μ min * bS.B. * d = |  |  | 26.125
|  | Wu1 (t/m) | 30.3797 |  | Wu2 (t/m) | 63.3333 |  |  | 12 | Ø22
Bottom reinforcement
|  | Q1 (t.) | 15.1899 |  | Q2 (t.) | -66.5823 |  |  | Mmax = | 56.7125
[9 empty] | As req = Mmax / Fy * J * d = |  |  | 30.1137
|  | Q3 (t.) | 20 |  | Q4 (t.) | 20 |  |  | As min = μ min * bS.B. * d = |  |  | 26.125
[9 empty] | 8 | Ø22
|  | Q5 (t.) | 105.5 |  | Q6 (t.) | -85.5
Design of exterior footing
|  | M1 (m.t.) | 3.7975 |  | M2 (m.t.) | 0.37975 |  |  | Fn1 = Ru1 / L1 B1 = |  | 17.8704
[9 empty] | d1 = tR.C.1 - cover = |  | 50
|  | M3 (m.t.) | -78 |  | M4 (m.t.) | -30 |  | Check depth for moment
[9 empty] | Mu = Fn1 * L1 (( B1 - bS.B. )/2)² /2 = |  |  |  | 10.6765
|  | M5 (m.t.) | 54.7125 |  | M6 (m.t.) | 56.7125 |  |  | d1 = C1 * ( Mu / Fcu * L1 )^0.5
[9 empty] | 15.2063 |  | 0.125 |  | 0.5 |  | Safe
|  | Qmax (t.) | 94.1076 |  | Mmax (m.t.) | -84.5833 |  | Check depth for shear
[9 empty] | Qu = Fn1 * L1 * ( B1 - bS.B. - d1 ) / 2 = |  |  |  | 21.1765
|  | b (S.B.) (cm) | 60 |  | dmoment (cm) | 95 |  |  | qcu = 0.75 (Fcu / 1.5)^0.5 = |  |  | 9.6825
[9 empty] | qu = Qu / L1 d1 = |  | 1.0722 |  |  |  | Safe
|  | qcu (kg/cm²) | 9.6825 |  | qcumax (kg/cm²) | 28.4019 |  | Reinforcement steel
[9 empty] | As req main = Mu / Fy J d1 = |  |  | 10.7647
|  | qu (kg/cm²) | 16.5101 |  | Check shear | Use sttirups |  |  | As min = μmin L1 d1 = |  |  | 49.375
[9 empty] | As main = | 49.375
|  | qsu (kg/cm²) | 11.6689 |  | Stirrubs | 8 Ø 12 /m | 4 |  | 13 | Ø22 |  | 7.6471 | 22 |  | Safe
[9 empty] | As secondary = 0.2 As main = |  |  | 9.875
|  | μ min | 0.0045833 |  | As min (cm²) | 26.125 |  |  | 21 | Ø12 |  | 5.3165 | 12 |  | Safe
Check of Bond stress
|  | As req Top (cm²) | 44.9128 |  | Asreq Bottom(cm²) | 30.1137 |  |  | Qb = Fn1 L1 (B1 - bS.B.)/2 = |  |  | 38.8235
[9 empty] | qbu = 0.95 (Fcu/1.5)^0.5 = |  |  | 12.2644
|  | As Top (cm²) | 44.9128 |  | As Bottom (cm²) | 30.1137 |  |  | qb = Qb / d1 ∑o = |  | 8.6463 |  |  |  | Safe
Check for anchorage length
|  | Choosen As | 12 | Ø22 | Choosen As | 8 | Ø22 |  | dd = As (Fy / 1.15) / (π * Ø * qbc) = |  |  |  | 93.6749
[9 empty] | dd avilable = (L1 - Lx1)/2 + d1 = (B1 - Ly1)/2 + d1 = |  |  |  |  | 122.5 | Safe
|  | As (cm²) | 45.6343 |  | As (cm²) | 30.4229
Design of interior footing
|  | μ | 0.008006 |  | μ | 0.0053373 |  |  | Fn2 = Ru2/ L2 B2= |  | 17.8404
[9 empty] | d2 = tR.C.2 -cover= |  | 75
|  | Fn1 (t/m²) | 17.8704 |  | Mu (m.t.) | 10.6765 |  | Check depth for moment
[9 empty] | Mu 1-1 = Fn2 * L2 (( B2 - bS.B. )/2)² /2 = |  |  |  | 58.221
|  | C1 | 15.2063 |  | C/d | 0.125 |  |  | Mu 2-2 = Fn2 * B2 (( L2 - Lx2. )/2)² /2 = |  |  |  | 57.7125
[9 empty] | C1 = d2 / ( M1-1 / Fcu * L2 )^0.5 = |  |  |  | 8.5124
|  | C/d max | 0.5 |  | Check C/d | Safe |  |  | C1 = d2 / ( M2-2 / Fcu * B2 )^0.5 = |  |  |  | 9.3006
[9 empty] | 8.5124 |  | 0.125 |  | 0.5 |  | Safe
|  | qu (kg/cm²) | 1.0722 |  | Check shear | Safe |  | Check depth for shear
[9 empty] | qcu = 0.75 (Fcu / 1.5)^0.5 = |  |  | 9.6825
|  | J | 0.8265 |  | μ min | 0.0025 |  |  | Qu1 = Fn2 * L2 * ( B2 - bS.B. - d2 ) / 2 = |  |  |  | 58.8732
[9 empty] | Qu2 = Fn2 * B2 * ( L2 - Lx2 - d2 ) / 2 = |  |  |  | 61.75
|  | As req main (cm²) | 10.7647 |  | As min (cm²) | 49.375 |  |  | qu1 = Qu1 / L2 d2 = |  | 2.6166
[9 empty] | qu2 = Qu2 / B2 d2= |  | 2.3192 |  |  |  | Safe
|  | As main (cm²) | 49.375 |  | As secondary (cm²) | 9.875 |  | Check depth for punching
[9 empty] | qpu = (0.5 + a2 / b2) (Fcu/1.5)^0.5 = |  |  |  | 10.7583
|  | Choosen As | 13 | Ø22 | Choosen As | 21 | Ø12 |  | Qp = Fn2 * ( L2 B2 - ((L2/2 + Lx2/2)) (bS.B.) = |  |  |  |  | 172.338
[9 empty] | qp = Qp / d2 *2(L2 /2 + Lx2 /2)+bS.B.= |  |  |  | 5.8919 |  | Safe
|  | Qb (t.) | 38.8235 |  | qbu (kg/cm²) | 12.2644 |  | Reinforcement steel
Long direction
|  | qb (kg/cm²) | 8.6463 |  | Check Bond | Safe |  |  | As req = Mu2-2 / Fy J d2 = |  |  | 38.7931
[9 empty] | As min = μ min * B2 * d2 = |  |  | 66.5625
|  | dd anchorage (cm) | 93.6749 |  | Check Anchor | Safe |  |  | As = | 66.5625
[9 empty] | 18 | Ø22 |  | 6 | 22 |  | Safe
|  | Fn2 (t/m²) | 17.8404 |  | Mu 1-1 (m.t.) | 58.221 |  |  | As act. = | 78.9437
Short direction
|  | Mu 2-2 (m.t.) | 57.7125 |  | C1 | 8.5124 |  |  | As req = Mu1-1 / Fy J d2 = |  |  | 39.1349
[9 empty] | As min = μ min * L2 * d2 = |  |  | 56.25
|  | C/d | 0.125 |  | Check C/d | Safe |  |  | As = | 56.25
[9 empty] | 15 | Ø22 |  | 5 | 22 |  | Safe
|  | qu1 (kg/cm²) | 2.6166 |  | qu2 (kg/cm²) | 2.3192 |  |  | As act. = | 85.5
Check of Bond stress
|  | J | 0.8265 |  | Check shear | Safe |  |  | qbu = 0.95 (Fcu/1.5)^0.5 = |  |  | 12.2644
[9 empty] | Qb1-1 = Fn2 * L2 * ( B2 - bS.B. ) /2 = |  |  |  | 78.9437
|  | Qp (t.) | 172.338 |  | qp (kg/cm²) | 5.8919 |  |  | qb1-1 = Qb1-1 / d2 ∑o = |  |  | 8.4651 |  |  | Safe
[9 empty] | Qb2-2 = Fn2 * B2 * ( L2 - Lx2. ) /2 = |  |  |  | 85.5
|  | qpu (kg/cm²) | 10.7583 |  | Check Punch | Safe |  |  | qb2-2 = Qb2-2 / d2 ∑o = |  |  | 11.0017 |  |  | Safe
Check for anchorage length
|  | As long req (cm²) | 38.7931 |  | As short req (cm²) | 39.1349 |  |  | dd = As (Fy / 1.15) / (π * Ø * qbc) = |  |  |  | 93.6749
[9 empty] | dd avilable = (L2 - Lx2)/2 + d2 = (B2 - Ly2)/2+d2 = |  |  |  |  | 207.5 | Safe
|  | As long min (cm²) | 66.5625 |  | As short min (cm²) | 56.25
|  | As long (cm²) | 66.5625 |  | As short (cm²) | 56.25
|  | Choosen As long | 18 | Ø22 | Choosen As short | 15 | Ø22
|  | Qb1 (t.) | 78.9437 |  | Qb2 (t.) | 85.5
|  | qb1 (kg/cm²) | 8.4651 |  | qb2 (kg/cm²) | 11.0017
|  | Check Bond | Safe |  | dd anchorage (cm) | 93.6749
|  | dd avilable (cm) | 207.5 |  | Check Anchor | Safe
Results
Output
|  | Fcu (kg/cm²) | 250 |  | Fy rft. (kg/cm²) | 2400
|  | Exterior footing | 3.95 m x 1.7 m x 0.55 m |  | Interior footing | 3 m x 3.55 m x 0.8 m
|  | As1 main | 13Ø22 | 7.6471 | As2 long | 18 Ø22 | 6
|  | As1 secondary | 21 Ø12 | 5.3165 | As2 short | 15 Ø22 | 5
|  | Strap beam | 100 cm x 60 cm |  | As top | 12 Ø22
|  | As bottom | 8 Ø22 |  | Stirrups | 8 Ø 12 /m 4 branches
|  | Check Shear | Safe |  | Check anchor | Safe
|  | Check Punch | Safe
|  | Check Bond | Safe
|  | Input again |  |  | Calculation Sheets

## L-F-S-B
[5 empty] | Project name |  | :
Design Ultimate loads |  |  |  |  | Location |  | :
Loads On Beams |  |  |  |  | Beam no |  | :
(Simple beams)
Calculations
[5 empty] | WsD = γc * ts + F.C. = |  |  | 0.45
| Input |  |  |  | WsL = L.L. = |  | 0.2
[5 empty] | O.W. beam = γc * b * (t - ts) = |  |  |  | 0.084
γconcrete (t/m³) | 2.5 | γwall (t/m³) | 2.5 |  | O.W. wall = γw * tw * hw = |  |  |  | 0.0069
[5 empty] | L/2x1 = | 0 |  |  | α1 = | 0 | β1 = | 0
F.C. (kg/m2) | 150 | L.L. (kg/m2) | 200 |  | L/2x2 = | 0 |  |  | α2 = | 0 | β2 = | 0
Loads for shear
ts (cm) | 12 | L (m) | 5 |  | g = o.w. beam + o.w. wall + ( β1 * x1 + β2 * x2 + xoneway + Area/L )* WsD = | [7 empty] | 0.0909
[5 empty] | P = ( β1 * x1 + β2 * x2 + xoneway + Area/L )* WsL = | [5 empty] | 0
X1 (m) |  | X2 (m) |  |  | Wu = | 1.5 ( g + p ) = |  | 0.13635
Loads for moment
X ONE WAY (m) |  | A (m2) AREA |  |  | g = o.w. beam + o.w. wall + ( α1 * x1 + α2 * x2 + xoneway + Area/L )* WsD = | [7 empty] | 0.0909
[5 empty] | P = ( α1 * x1 + α2 * x2 + xoneway + Area/L )* WsL = | [5 empty] | 0
b beam (cm) | 12 | t beam (cm) | 40 |  | Wu = | 1.5 ( g + p ) = |  | 0.13635
Wall thikness (cm) | 0.12 | Wall height (m) | 2.3
Calculate Loads
Calculations
WsD ( t/m² ) | 0.45 | WsL ( t/m² ) | 0.2
O.W. beam ( t/m ) | 0.084 | O.W. wall ( t/m ) | 0.0069
L / 2*X1 | 0 | α | 0
|  | β | 0
L / 2*X2 | 0 | α | 0
|  | β | 0
g shear (t/m) | 0.0909 | g B.M. (t/m) | 0.0909
p shear (t/m) | 0 | p B.M. (t/m) | 0
Wu shear (t/m) | 0.13635 | Wu B.M. (t/m) | 0.13635
Results
Output
Wu shear (t/m) | 0.13635 | Wu B.M. (t/m) | 0.13635
Input again |  | Calculation Sheet

## F-R-S-F
[11 empty] | Project name | :
|  | Design of Rectangular section | [8 empty] | Location | :
|  | Subjected to Flexure | [8 empty] | Beam no | :
(Free Depth)
Given Data
[11 empty] | Fcu = | 250 | Fy = | 3600 | Mu = | 45 | Qu = | 22 | Mt = | 0 | b = | 25
Design Procedueres
| 8 |  | Input
2400 | 10 | [9 empty] | Fy = | 3600 | From table get |  |  | Cmax/d = | 0.44 | and | Rmax = | 0.19433 | Cmin/d = |  | 0.125
2800 | 12 | Fcu (kg/cm²) | 250 |  |  | Fy rft. (kg/cm²) |  | 3600 | [7 empty] | μmax = | 0.012556 | and | μmin = 11/ Fy = |  | 0.0030556
3600 | 14 | [9 empty] | d min = | Mu |  | = | 74.5486
4000 | 16 | Mu (bending) t.m. | 45 |  |  | Fy str. (kg/cm²) |  | 2400 |  |  |  | Rmax * Fcu/γc * b
4500 | 18 | [9 empty] | take d ≈ 1.15 * d min = |  | 90
| 20 | Mt (torsion) t.m. |  |  |  | Qu (shear) t. |  | 22 |  |  | From d get c/d = |  | 0.28015
| 22 | [9 empty] | Mumax (moment Capacity for single reinforced section) = Rmax * Fcu/γc * b * d^2 = | [5 empty] | 65.5871
| 25 | b (cm) | 25 | [7 empty] | Check cmin/d < c/d < cmax/d |  |  |  |  | Safe
| 28 | [9 empty] | Check Mu < Mumax |  |  |  |  | Safe
|  | Ø main bars | 12 |  |  | Ø Secondary bars |  | 12 |  |  | As = | Mu |  | = | 17.979
Fy/γs * d * ( 1- 0.4*c/d)
|  |  | Design | [7 empty] | As' = 0.15*As = | 2.6968
Main reinforcement
[11 empty] | Choosen Φ main = |  | 12 |  | no. of Bars = |  | 16
[11 empty] | As actual = | 18.1029
[11 empty] | μ = As/(b*d) = | 0.0080457
Secondary reinforcement
|  |  | Calculations | [7 empty] | Choosen Φ secondary = |  | 12 |  | no. of Bars = |  | 3
[11 empty] | As' actual = | 3.3943
|  | Fcu (kg/cm²) | 250 |  |  | Fyrft. (kg/cm²) |  | 3600 |  |  | μ' = As'/(b*d) = | 0.0015086
|  | Mu t.m. | 45 |  |  | Fystr. (kg/cm²) |  | 2400 |  |  | Check μmin < μ < μmax |  |  |  | Safe
[11 empty] | Check 0.1μ < μ' < 0.004 |  |  |  | Safe
|  | Mt t.m. | 0 |  |  | Qu t. |  | 22
Check of Shear
|  | b (cm) | 25 |  |  | Cmax/d |  | 0.44
[11 empty] | qu = | Qu / (b*d) = |  | 9.7778
|  | Rmax | 0.19433 |  |  | d balance (cm) |  | 74.5486 |  |  | qt = | 3*Mtorsion / (b² * t) = |  | 0
[11 empty] | dsi = | ((1+ (qt / qu)²)^0.5)^-1 = |  | 1
|  | Mumax t.m. | 65.5871 |  |  | d (cm) |  | 90 |  |  | dti = | ((1+ (qt / qu)²)^0.5)^-1 = |  | 1
[11 empty] | qcu = | 0.75 * dsi *(Fcu/γc)^.5 = |  | 9.6825
|  | Use Tension steel only |  |  |  | C/d |  | 0.28015 |  |  | qumax = | 2.2* dsi *(Fcu/γc)^.5 = |  | 28.4019 |  | ≤ 30 kg/cm2
[11 empty] | qtu = | 0.75 * dti *(Fcu/γc)^.5 = |  | 9.6825
|  | As (cm²) | 17.979 |  |  | As' (cm²) |  | 2.6968 |  |  | qtumax = | 2.2 * dti *(Fcu/γc)^.5 = |  | 28.4019
|  |  | Ø10 | 23 |  |  |  | Ø08 | 6
|  |  | Ø12 | 16 |  |  |  | Ø10 | 4 |  | qcu < qu < qumax and qtu < qtcu |  |  |  | Reinforce to resist qu
|  |  | Ø14 | 12 |  |  |  | Ø12 | 3
|  |  | Ø16 | 9 |  |  |  | Ø14 | 2
|  | As | Ø18 | 8 |  | As' |  | Ø16 | 2
|  |  | Ø20 | 6 |  |  |  | Ø18 | 2 |  | Closed stirrups for Shear & Torsion
|  |  | Ø22 | 5 |  |  |  | Ø20 | 1 |  |  | Shear |  |  |  | Torsion
|  |  | Ø25 | 4 |  |  |  | Ø22 | 1 |  | qsteel = qu - 0.5*qcu = |  | 4.9365 |  | qsteel = qtu - 0.5*qtcu = |  |  | 0
|  |  | Ø28 | 3 |  |  |  | Ø25 | 1 |  | μ = n*Ast / (b * s) = qsteel / (Fystr/γs) |  |  |  | x1 , y1 are stirrup dimensions |  |  |  | 85 | 20
[11 empty] | b < 40 cm take n = 2 |  | 2 |  | α = 0.66 + 0.33* (y1 / x1) = |  |  | 1.5 | ≤ 1.5
|  | Choose As | 16 | Ø12 |  | Choose As' |  | 3 | Ø12 |  | Ast/Ss = | 0.029568 |  |  | Ast/St = | (qsteel * (b²*t)/3) |  | = | 0
αt*x1*y1* (Fystr/γs)
|  | As (cm²) | 18.1029 |  |  | As' (cm²) |  | 3.3943 |  |  | Choose Φstirrups | 8
[11 empty] | No. of stirrups = 100/St + 100/Ss = |  |  | 5.88
|  | μ | 0.0080457 |  |  | μ min |  | 0.0030556 |  |  | Use Stirrups | 6 | 8 | 2
Longitudinal bars for torsion
|  | μ' | 0.0015086 |  |  | μ max |  | 0.012556
[11 empty] | As.l. = | 2 * Astr * ( x1 + y1 ) * Fystr. |  | = | 0
|  | qs (kg/cm²) | 9.7778 |  |  | qt (kg/cm²) |  | 0 |  |  |  | St * Fy
[11 empty] | Choosen Φ secondary = |  | 12 |  | no. of Bars = |  | 0
|  | dsi | 1 |  |  | dti |  | 1
Shrinkage bar
|  | qcu (kg/cm²) | 9.6825 |  |  | qtu (kg/cm²) |  | 9.6825
t > 70 cm Use shrinkage side bars
|  | qumax (kg/cm²) | 28.4019 |  |  | qtumax (kg/cm²) |  | 28.4019 |  |  | As shrinkage = 0.008 * As = |  | 0.14482
[11 empty] | bar spacing = | 30 | ≤ 30 cm
|  | qsteel (kg/cm²) | 4.9365 |  |  | qsteel (kg/cm²) |  | 0 |  |  | Φ shrinkage = | Ø08 | no. of bars = | 4
|  | Ast/Ss (cm) | 0.029568 |  |  | Ast/St (cm) |  | 0
|  | Stirrubs | 6Ø08 | 2 |  | Asl.b. |  | 0Ø0
|  | Check Mu | Safe |  |  | Check μ |  | Safe
|  | Check C/d | Safe |  |  | Check μ' |  | Safe
|  | Check Shear | Reinforce |  |  | Check Torsion |  | Neglect
Results
Output
|  | b (cm) | 25 |  |  | d (cm) |  | 90
|  | As (cm²) | 16 | Ø12 |  | Stirrubs |  | 6Ø08 | 2
|  | As' (cm²) | 3 | Ø12 |  | As shrinkage |  | 4 | Ø08
*
|  | Check Mu | Safe
[5 empty] | 95 |  |  | 3 | Ø12
|  | Check C/d | Safe | [5 empty] | 1
|  | Check μ | Safe |  |  | 6Ø08
[6 empty] | 2 |  | 4 | Ø08
|  | Check μ' | Safe | [5 empty] | 2
|  | Check Shear | Safe
[8 empty] | 16 | Ø12
|  | Check Torsion | Safe | [5 empty] | 4
25
|  | Input Again |  |  |  | Calculation Sheets

## F-R-S-X
[11 empty] | Project name | :
|  | Design of Rectangular section | [8 empty] | Location | :
|  | Subjected to Flexure | [8 empty] | Beam no | :
(Fixed Depth)
Given Data
[11 empty] | Fcu = | 300 | Fy = | 3600 | Mu = | 2 | Qu = | 28 | Mt = | 0 | b = | 30 | d = | 60
Design Procedueres
| 8 |  | Input
2400 | 10 | [9 empty] | Fy = | 3600 | From table get |  |  | Cmax/d = | 0.44 | and | Rmax = | 0.19433 | Cmin/d = |  | 0.125
2800 | 12 | Fcu (kg/cm²) | 300 |  |  | Fy rft. (kg/cm²) |  | 3600 | [7 empty] | μmax = | 0.015068 | and | As min = 1.3 As req.= |  | 0.0015
3600 | 14 | [9 empty] | d min = | Mu |  | = | 13.0969
4000 | 16 | Mu (bending) t.m. | 2 |  |  | Fy str. (kg/cm²) |  | 2400 |  |  |  | Rmax * Fcu/γc * b
4500 | 18 | [9 empty] | d = | 60 |  | Check d'/d ≤ | 0.15 |  | Fs' = Fy/γs
| 20 | Mt (torsion) t.m. |  |  |  | Qu (shear) t. |  | 28 |  |  | From d get c/d = | 0.125 |  | Check cmin/d < c/d < cmax/d |  |  | Safe
| 22 | [9 empty] | Mumax1 (moment Capacity for single reinforced section) = Rmax * Fcu/γc * b * d^2 = | [5 empty] | 41.9757
| 25 | b (cm) | 30 |  |  | d (cm) |  | 60 |  |  | Mumax2 (moment Capacity for double reinforced section) = Rmax * Fcu/γc * b * d^2 + 0.004 * b * d * Fy /γs * ( d - d' ) = | [9 empty] | 54.3785
| 28 | [9 empty] | Check Mu < Mumax1 |  |  | =======> |  | Single reinforced section
|  | Ø main bars | 28 |  |  | Ø Secondary bars |  | 12
|  |  | Design | [7 empty] | As = | Mu |  |  | 0 |  | = | 1.1203
Fy/γs * d * ( 1- 0.4*c/d)
[11 empty] | As' = | 0.15*As |  | = | 0.16804
1
Tension reinforcement
[11 empty] | Choosen Φ main = |  | 28 |  | no. of Bars = |  | 2
|  |  | Calculations | [7 empty] | As actual = | 12.32
[11 empty] | μ = As/(b*d) = | 0.0068444
|  | Fcu (kg/cm²) | 300 |  |  | Fyrft. (kg/cm²) |  | 3600 |  |  | Compression reinforcement
[11 empty] | Choosen Φ secondary = |  | 12 |  | no. of Bars = |  | 2
|  | Mu t.m. | 2 |  |  | Fystr. (kg/cm²) |  | 2400 |  |  | As' actual = | 2.2629
[11 empty] | μ' = As'/(b*d) = | 0.0012571
|  | Mt t.m. | 0 |  |  | Qu t. |  | 28
[11 empty] | Check μmin < μ < μmax |  |  |  | Safe
|  | b (cm) | 30 |  |  | Cmax/d |  | 0.44 |  |  | Check 0.1μ < μ' < 0.004 |  |  |  | Safe
|  | Rmax | 0.19433 |  |  | d balance (cm) |  | 13.0969 |  | Check of Shear
|  | Mumax t.m. | 41.9757 |  |  | d (cm) |  | 60 |  |  | qu = | Qu / (b*d) = |  | 15.5556
[11 empty] | qt = | 3*Mtorsion / (b² * t) = |  | 0
|  | Use Tension steel only |  |  |  | C/d |  | 0.125 |  |  | dsi = | ((1+ (qt / qu)²)^0.5)^-1 = |  | 1
[11 empty] | dti = | ((1+ (qt / qu)²)^0.5)^-1 = |  | 1
|  | As (cm²) | 1.1203 |  |  | As' (cm²) |  | 0.16804 |  |  | qcu = | 0.75 * dsi *(Fcu/γc)^.5 = |  | 10.6066
[11 empty] | qumax = | 2.2* dsi *(Fcu/γc)^.5 = |  | 30 |  | ≤ 30 kg/cm2
|  |  | Ø10 | 2 |  |  |  | Ø08 | 1 |  | qtu = | 0.75 * dti *(Fcu/γc)^.5 = |  | 10.6066
|  |  | Ø12 | 1 |  |  |  | Ø10 | 1 |  | qtumax = | 2.2 * dti *(Fcu/γc)^.5 = |  | 31.1127
|  |  | Ø14 | 1 |  |  |  | Ø12 | 1
|  |  | Ø16 | 1 |  |  |  | Ø14 | 1
|  | As | Ø18 | 1 |  | As' |  | Ø16 | 1 |  | If qcu < qu < qumax and qtu < qtcu |  |  |  | Reinforce to resist qu
|  |  | Ø20 | 1 |  |  |  | Ø18 | 1
|  |  | Ø22 | 1 |  |  |  | Ø20 | 1
|  |  | Ø25 | 1 |  |  |  | Ø22 | 1
|  |  | Ø28 | 1 |  |  |  | Ø25 | 1 |  | Closed stirrups for Shear & Torsion
[12 empty] | Shear |  |  |  | Torsion
|  | Choose As | 2 | Ø28 |  | Choose As' |  | 2 | Ø12 |  | qsteel = qu - 0.5*qcu = |  | 10.2523 |  | qsteel = tu - 0.5*qtcu = |  | 0
[11 empty] | μ = n*Ast1 / (b * s) = qsteel / (Fystr/γs) |  |  |  | x1 , y1 are stirrup dimensions |  |  |  | 55 | 25
|  | As (cm²) | 12.32 |  |  | As' (cm²) |  | 2.2629 |  |  | b < 40 cm take n = 2 |  | 2 |  | α = 0.66 + 0.33* (y1 / x1) = |  |  | 1.386
[11 empty] | Ast/Ss = | 0.073688 |  |  | Ast/St = | (qsteel * (b^2*t)/3) |  | = | 0
|  | μ | 0.0068444 |  |  | μ min |  | 0.0015 | [7 empty] | αt*x1*y1* (Fystr/γs)
[11 empty] | Choose Φstirrups | 10
|  | μ' | 0.0012571 |  |  | μ max |  | 0.015068 |  |  | No. of stirrups = 100/St + 100/Ss = |  |  | 9.3785
[11 empty] | Use Stirrups | 10 | 10 | 2
|  | qs (kg/cm²) | 15.5556 |  |  | qt (kg/cm²) |  | 0 |  |  | Longitudinal bars for torsion
|  | dsi | 1 |  |  | dti |  | 1 |  |  | As.l. = | 2 * Astr * ( x1 + y1 ) * Fystr. |  | = | 0
S * Fy
|  | qcu (kg/cm²) | 10.6066 |  |  | qtu (kg/cm²) |  | 10.6066 |  |  | Choosen Φ secondary = |  | 12 |  | no. of Bars = |  | 0
|  | qumax (kg/cm²) | 30 |  |  | qtumax (kg/cm²) |  | 31.1127 |  |  | Shrinkage bar
|  | qsteel (kg/cm²) | 10.2523 |  |  | qsteel (kg/cm²) |  | 0 |  |  | t < 70 no need to shrinkage bar
|  | Ast1/S (cm) | 0.073688 |  |  | Ast2/S (cm) |  | 0
|  | Stirrubs | 10Ø10 | 2 |  | Asl.b. |  | 0Ø0
|  | Check Mu | Safe |  |  | Check μ |  | Safe
|  | Check C/d | Safe |  |  | Check μ' |  | Safe
|  | Check Shear | Reinforce |  |  | Check Torsion |  | Neglect
Results
Output
|  | b (cm) | 30 |  |  | d (cm) |  | 60
|  | As (cm²) | 2 | Ø28 |  | Stirrubs |  | 10Ø10 | 2
|  | As' (cm²) | 2 | Ø12 |  | As shrinkage
|  | Check Mu | Safe |  | 65
[8 empty] | 2 | Ø12
|  | Check C/d | Safe | [5 empty] | 1
|  | Check μ | Safe |  |  | 10Ø10
2
|  | Check μ' | Safe
|  | Check Shear | Safe
[8 empty] | 2 | Ø28
|  | Check Torsion | Safe | [5 empty] | 1
30
|  | Input again |  |  |  | Calculation Sheets

## F-T-S-F
[11 empty] | Project name | :
|  | Design of Flanged T section | [8 empty] | Location | :
|  | Subjected to Flexure | [8 empty] | Beam no | :
(Free Depth)
Given Data
[11 empty] | Fcu = | 200 | Fy = | 3600 | Mu = | 22 | Qu = | 2 | Mt = | 2 | b = | 25 | L= | 3
Design Procedueres
| 8 |  | Input
2400 | 10 | [9 empty] | Fy = | 3600 | From table get |  |  | Cmax/d = | 0.44 | and | Rmax = | 0.19433 | Cmin/d = |  | 0.125
2800 | 12 | Fcu (kg/cm²) | 200 |  |  | Fy rft. (kg/cm²) |  | 3600 | [7 empty] | μmax = | 0.010045 | and | μmin = 11/Fy = | 0.0030556
3600 | 14 | [9 empty] | B= the smallest of |  | 16 * ts + b = | 153 |  | take B = | 85
4000 | 16 | Mu (bending) t.m. | 22 |  |  | Fy str. (kg/cm²) |  | 2400 |  |  |  |  | L/5 + b = | 85
4500 | 18
| 20 | Mt (torsion) t.m. | 2 |  |  | Qu (shear) t. |  | 2 |  |  | Assume nutral axis inside flange a < ts
| 22 | [9 empty] | d min = | Mu |  | = | 31.6053
| 25 | ts (cm) | 8 |  |  | L (m) |  | 3 |  |  |  | Rmax * Fcu/γc * B
| 28 | [9 empty] | take d ≈ 1.3 d balance = |  | 45 | By Solving equation |  | a2 | -90 | 579.4557 | = 0 | Get a = | 6.9797
|  | b (cm) | 25 | [7 empty] | a < ts Assumption right |  | Check a ≥ 0.1 d Check O.K. then a = |  |  |  | 6.9797 |  | Get c/d = | 0.19388
|  | Ø main bars | 10 |  |  | Ø Secondary bars |  | 12
[11 empty] | Mumax = Rmax * Fcu/γc * b * d^2 + 0.67 * Fcu/γc * ( B - b ) * ts * ( d - ts/2 ) = | [5 empty] | 30.6982
|  |  | Design | [7 empty] | Check Cmin/d < C/d < Cmax/d |  |  |  |  | Safe
[11 empty] | Check Mu < Mumax |  |  |  |  | Safe
[11 empty] | As = | Mu | [6 empty] | = | 16.9303
Fy/γs * ( d - a/2)
|  |  | Calculations | [7 empty] | As' = 0.15 * As = |  | 2.5395
|  | Fcu (kg/cm²) | 200 |  |  | Fyrft. (kg/cm²) |  | 3600 |  |  | Main reinforcement
[11 empty] | Choosen Φ main = |  | 10 |  | no. of Bars = |  | 22
|  | Mu t.m. | 22 |  |  | Fystr. (kg/cm²) |  | 2400 |  |  | As actual = | 17.2857
[11 empty] | As max = μmax * B * d = |  |  |  |  | 38.4223
|  | Mt t.m. | 2 |  |  | Qu t. |  | 2 |  |  | As min = μmin * b * d = |  | 3.4375
Secondary reinforcement
|  | ts (cm) | 8 |  |  | L (m) |  | 3 |  |  | Choosen Φ secondary = |  | 12 |  | no. of Bars = |  | 3
[11 empty] | As' actual = | 3.3943
|  | b (cm) | 25 |  |  | B (cm) |  | 85 |  |  | As' max = min of ( 0,004*B*d and 0.4*As ) = |  |  | 6.9143
[11 empty] | As' min = 0.1*As = |  | 1.7286
|  | Rmax | 0.19433 |  |  | Cmax/d |  | 0.44 |  |  | Check Asmin < As < As max |  |  |  | Safe
[11 empty] | Check As'min < As' < As' max |  |  |  | Safe
|  | d balance (cm) | 31.6053 |  |  | d (cm) |  | 45
Check of Shear
|  | a (cm) | 6.9797 |  |  | Mumax t.m. |  | 30.6982
[11 empty] | qu = | Qu / (b*d) = |  | 1.7778
|  | As (cm²) | 16.9303 |  |  | As' (cm²) |  | 2.5395 |  |  | qt = | 3*Mtorsion / (b² * t) = |  | 19.2
[11 empty] | dsi = | ((1+ (qt / qu)²)^0.5)^-1 = |  | 0.092198
|  |  | Ø10 | 22 |  |  |  | Ø08 | 6 |  | dti = | ((1+ (qt / qu)²)^0.5)^-1 = |  | 0.99574
|  |  | Ø12 | 15 |  |  |  | Ø10 | 4 |  | qcu = | 0.75 * dsi *(Fcu/γc)^.5 = |  | 0.79846
|  |  | Ø14 | 11 |  |  |  | Ø12 | 3 |  | qumax = | 2.2* dsi *(Fcu/γc)^.5 = |  | 2.3421 |  | ≤ 30 kg/cm2
|  |  | Ø16 | 9 |  |  |  | Ø14 | 2 |  | qtu = | 0.75 * dti *(Fcu/γc)^.5 = |  | 0
|  | As | Ø18 | 7 |  | As' |  | Ø16 | 2 |  | qtumax = | 2.2 * dti *(Fcu/γc)^.5 = |  | 25.2952
|  |  | Ø20 | 6 |  |  |  | Ø18 | 1
|  |  | Ø22 | 5 |  |  |  | Ø20 | 1
|  |  | Ø25 | 4 |  |  |  | Ø22 | 1
|  |  | Ø28 | 3 |  |  |  | Ø25 | 1
|  | Choose As | 22 | Ø10 |  | Choose As' |  | 3 | Ø12 |  | If qumax < qu < qcu and qtcu < qtu < qtumax |  |  |  | Reinforce to resist qu and qt
Closed stirrups for Shear & Torsion
|  | As (cm²) | 17.2857 |  |  | As' (cm²) |  | 3.3943 |  |  |  | Shear |  |  |  | Torsion
[11 empty] | qsteel = qu - 0.5*qcu = |  | 1.3785 |  | qsteel = tu - 0.5*qtcu = |  |  | 19.2
|  | As max (cm²) | 38.4223 |  |  | As' max (cm²) |  | 6.9143 |  |  | μ = n*Ast1 / (b * s) = qsteel / (Fystr/γs) |  |  |  | x1 , y1 are stirrup dimensions |  |  |  | 40 | 20
[11 empty] | b < 40 cm take n = 2 |  | 2 |  | α = 0.66 + 0.33* (y1 / x1) = |  |  | 1.32 | ≤ 1.5
|  | As min (cm²) | 3.4375 |  |  | As' min (cm²) |  | 1.7286 |  |  | Ast/Ss = | 0.0082569 |  |  | Ast2/S = | (qsteel * (b^2*t)/3) |  | = | 0.090751
αt * x1 * y1 * (Fystr/γs)
|  | qs (kg/cm²) | 1.7778 |  |  | qt (kg/cm²) |  | 19.2 |  |  | Choose Φstirrups | 12
[11 empty] | No. of stirrups = 100/St + 100/Ss = |  |  | 8.7507
|  | dsi | 0.092198 |  |  | dti |  | 0.99574 |  |  | Use Stirrups | 9 | 12 | 2
Longitudinal bars for torsion
|  | qcu (kg/cm²) | 0.79846 |  |  | qtu (kg/cm²) |  | 0
[11 empty] | As.l. = | 2 * Astr * ( x1 + y1 ) * Fystr. |  | = | 7.2601 |  | 10Ø12
|  | qumax (kg/cm²) | 2.3421 |  |  | qtumax (kg/cm²) |  | 25.2952 |  |  |  | S * Fy
Shrinkage bar
|  | qsteel (kg/cm²) | 1.3785 |  |  | qsteel (kg/cm²) |  | 19.2
t < 70 no need to shrinkage bar
|  | Ast1/S (cm) | 0.0082569 |  |  | Ast2/S (cm) |  | 0.090751
|  | Stirrubs | 9Ø12 | 2 |  | Asl.b. |  | 10Ø12
|  | Check Mu | Safe |  |  | Check As |  | Safe
|  | Check C/d | Safe |  |  | Check As' |  | Safe
|  | Check Shear | Reinforce |  |  | Check Torsion |  | Reinforce
Results
Output
|  | b (cm) | 25 |  |  | d (cm) |  | 45
|  | As (cm²) | 22 | Ø10 |  | Stirrubs |  | 9Ø12 | 2
|  | As' (cm²) | 3 | Ø12 |  | As shrinkage
|  | Check Mu | Safe |  |  | 85
50
|  | Check C/d | Safe |  |  |  |  | 3 | Ø12
1
|  | Check As | Safe
9Ø12
|  | Check As' | Safe |  |  | 2
|  | Check Shear | Safe
|  | Check Torsion | Safe |  |  |  |  | 22 | Ø10
[7 empty] | 25 |  | 5
|  | Input again |  |  |  | Calculation Sheets

## F-T-S-X
[12 empty] | Project name | :
|  |  | Design of Flanged T section | [8 empty] | Location | :
|  |  | Subjected to Flexure | [8 empty] | Beam no | :
(Fixed Depth)
Given Data
[12 empty] | Fcu = | 250 | Fy = | 3600 | Mu = | 14 | Qu = | 12.4 | Mt = | 0 | b = | 12 | L= | 4.2
Design Procedueres
|  | 8 |  | Input
250 | 2400 | 10 | [9 empty] | Fy = | 3600 | From table get |  |  | Cmax/d = | 0.44 | and | Rmax = | 0.19433 | Cmin/d = |  | 0.125
300 | 2800 | 12 | Fcu (kg/cm²) | 250 |  |  | Fy rft. (kg/cm²) |  | 3600 | [7 empty] | μmax = | 0.012556 | and | μmin = 11/Fy = | 0.0030556
350 | 3600 | 14 | [9 empty] | B= the smallest of |  | 16 * ts + b = | 204 |  | take B = | 96
400 | 4000 | 16 | Mu (bending) t.m. | 14 |  |  | Fy str. (kg/cm²) |  | 2400 |  |  |  |  | L/5 + b = | 96
450 | 4500 | 18
|  | 20 | Mt (torsion) t.m. |  |  |  | Qu (shear) t. |  | 12.4 |  |  | Assume nutral axis inside flange a < ts
|  | 22 | [9 empty] | d = | 65 |  | By Solving equation |  | a2 | -130 | 261.194 | = 0 | Get a = | 2.0412
|  | 25 | ts (cm) | 12 |  |  | L (m) |  | 4.2 |  |  | a < ts Assumption right |  | Noting a < 0.1 d then take a = o.1 d = |  |  |  | 6.5 |  | Get c/d = | 0.125
28
|  | 32 | b (cm) | 12 |  |  | d (cm) |  | 65
[12 empty] | Mumax = Rmax * Fcu/γc * b * d^2 + 0.67 * Fcu/γc * ( B - b ) * ts * ( d - ts/2 ) = | [5 empty] | 82.8315
|  |  | Ø main bars | 10 |  |  | Ø Secondary bars |  | 10 |  |  | Check Cmin/d < C/d < Cmax/d |  |  |  |  | Safe
[12 empty] | Check Mu < Mumax |  |  |  |  | Safe
|  |  |  | Design | [7 empty] | As = | Mu | [6 empty] | = | 7.2425
Fy/γs * ( d - a/2)
[12 empty] | As' = 0.15 * As = |  | 1.0864
|  |  |  | Calculations | [7 empty] | Main reinforcement
[12 empty] | Choosen Φ main = |  | 10 |  | no. of Bars = |  | 10
|  |  | Fcu (kg/cm²) | 250 |  |  | Fyrft. (kg/cm²) |  | 3600 |  |  | As actual = | 7.8571
[12 empty] | As max = μmax * B * d = |  |  |  |  | 78.3513
|  |  | Mu t.m. | 14 |  |  | Fystr. (kg/cm²) |  | 2400 |  |  | As min = μmin * b * d = |  | 2.3833
Secondary reinforcement
|  |  | Mt t.m. | 0 |  |  | Qu t. |  | 12.4 |  |  | Choosen Φ secondary = |  | 10 |  | no. of Bars = |  | 2
[12 empty] | As' actual = | 1.5714
|  |  | ts (cm) | 12 |  |  | L (m) |  | 4.2 |  |  | As' max = min of ( 0,004*B*d and 0.4*As ) = |  |  | 3.1429
[12 empty] | As' min = 0.1*As = |  | 0.78571
|  |  | b (cm) | 12 |  |  | B (cm) |  | 96 |  |  | Check Asmin < As < As max |  |  |  | Safe
[12 empty] | Check As'min < As' < As' max |  |  |  | Safe
|  |  | Rmax | 0.19433 |  |  | Cmax/d |  | 0.44
Check of Shear
|  |  | d balance (cm) | 21.3 |  |  | d (cm) |  | 65
[12 empty] | qu = | Qu / (b*d) = |  | 15.8974
|  |  | a (cm) | 2.0412 |  |  | Mumax t.m. |  | 82.8315 |  |  | qt = | 3*Mtorsion / (b² * t) = |  | 0
[12 empty] | dsi = | ((1+ (qt / qu)²)^0.5)^-1 = |  | 1
|  |  | As (cm²) | 7.2425 |  |  | As' (cm²) |  | 1.0864 |  |  | dti = | ((1+ (qt / qu)²)^0.5)^-1 = |  | 1
[12 empty] | qcu = | 0.75 * dsi *(Fcu/γc)^.5 = |  | 9.6825
|  |  |  | Ø10 | 10 |  |  |  | Ø08 | 3 |  | qumax = | 2.2* dsi *(Fcu/γc)^.5 = |  | 28.4019 |  | ≤ 30 kg/cm2
|  |  |  | Ø12 | 7 |  |  |  | Ø10 | 2 |  | qtu = | 0.75 * dti *(Fcu/γc)^.5 = |  | 9.6825
|  |  |  | Ø14 | 5 |  |  |  | Ø12 | 1 |  | qtumax = | 2.2 * dti *(Fcu/γc)^.5 = |  | 28.4019
|  |  |  | Ø16 | 4 |  |  |  | Ø14 | 1
|  |  | As | Ø18 | 3 |  | As' |  | Ø16 | 1
|  |  |  | Ø20 | 3 |  |  |  | Ø18 | 1 |  | If qcu < qu < qumax and qtu < qtcu |  |  |  | Reinforce to resist qu
|  |  |  | Ø22 | 2 |  |  |  | Ø20 | 1
|  |  |  | Ø25 | 2 |  |  |  | Ø22 | 1
|  |  |  | Ø28 | 2 |  |  |  | Ø25 | 1
Closed stirrups for Shear & Torsion
|  |  | Choose As | 10 | Ø10 |  | Choose As' |  | 2 | Ø10 |  |  | Shear |  |  |  | Torsion
[12 empty] | qsteel = qu - 0.5*qcu = |  | 11.0562 |  | qsteel = tu - 0.5*qtcu = |  | 0
|  |  | As (cm²) | 7.8571 |  |  | As' (cm²) |  | 1.5714 |  |  | μ = n*Ast1 / (b * s) = qsteel / (Fystr/γs) |  |  |  | x1 , y1 are stirrup dimensions |  |  |  | 60 | 7
[12 empty] | b < 40 cm take n = 2 |  | 2 |  | α = 0.66 + 0.33* (y1 / x1) = |  |  | 1.5 | ≤ 1.5
|  |  | As max (cm²) | 78.3513 |  |  | As' max (cm²) |  | 3.1429 |  |  | Ast/Ss = | 0.031787 |  |  | Ast2/S = | (qsteel * (b^2*t)/3) |  | = | 0
αt * x1 * y1 * (Fystr/γs)
|  |  | As min (cm²) | 2.3833 |  |  | As' min (cm²) |  | 0.78571 |  |  | Choose Φstirrups | 8
[12 empty] | No. of stirrups = 100/St + 100/Ss = |  |  | 6.3212
|  |  | qs (kg/cm²) | 15.8974 |  |  | qt (kg/cm²) |  | 0 |  |  | Use Stirrups | 7 | 8 | 2
Longitudinal bars for torsion
|  |  | dsi | 1 |  |  | dti |  | 1
[12 empty] | As.l. = | 2 * Astr * ( x1 + y1 ) * Fystr. |  | = | 0 |  | 0
|  |  | qcu (kg/cm²) | 9.6825 |  |  | qtu (kg/cm²) |  | 9.6825 |  |  |  | S * Fy
Shrinkage bar
|  |  | qumax (kg/cm²) | 28.4019 |  |  | qtumax (kg/cm²) |  | 28.4019
t < 70 no need to shrinkage bar
|  |  | qsteel (kg/cm²) | 11.0562 |  |  | qsteel (kg/cm²) |  | 0
|  |  | Ast1/S (cm) | 0.031787 |  |  | Ast2/S (cm) |  | 0
|  |  | Stirrubs | 7Ø08 | 2 |  | Asl.b. |  | No need
|  |  | Check Mu | Safe |  |  | Check As |  | Safe
|  |  | Check C/d | Safe |  |  | Check As' |  | Safe
|  |  | Check Shear | Reinforce |  |  | Check Torsion |  | Neglect
Results
Output
|  |  | b (cm) | 12 |  |  | d (cm) |  | 65
|  |  | As (cm²) | 10 | Ø10 |  | Stirrubs |  | 7Ø08 | 2
|  |  | As' (cm²) | 2 | Ø10 |  | As shrinkage
|  |  | Check Mu | Safe |  |  | 96
70
|  |  | Check C/d | Safe |  |  |  |  | 2 | Ø10
1
|  |  | Check As | Safe
7Ø08
|  |  | Check As' | Safe |  |  | 2
|  |  | Check Shear | Safe
|  |  | Check Torsion | Safe |  |  |  |  | 10 | Ø10
[8 empty] | 12 |  | 5
|  |  | Input again |  |  |  | Calculation Sheets

## F-L-S-F
[12 empty] | Project name | :
|  |  | Design of Flanged L section | [8 empty] | Location | :
|  |  | Subjected to Flexure | [8 empty] | Beam no | :
(Free Depth)
Given Data
[12 empty] | Fcu = | 300 | Fy = | 3600 | Mu = | 80 | Qu = | 25 | Mt = | 4 | b = | 30 | L= | 4
Design Procedueres
|  | 8 |  | Input
250 | 2400 | 10 | [9 empty] | Fy = | 3600 | From table get |  |  | Cmax/d = | 0.44 | and | Rmax = | 0.19433 | Cmin/d = |  | 0.125
300 | 2800 | 12 | Fcu (kg/cm²) | 300 |  |  | Fy rft. (kg/cm²) |  | 3600 | [7 empty] | μmax = | 0.015068 | and | μmin = 11/Fy = | 0.0030556
350 | 3600 | 14 | [9 empty] | B= the smallest of |  | 16 * ts + b = | 222 |  | take B = | 70
400 | 4000 | 16 | Mu (bending) t.m. | 80 |  |  | Fy str. (kg/cm²) |  | 2400 |  |  |  |  | L/5 + b = | 110
450 | 4500 | 18
|  | 20 | Mt (torsion) t.m. | 4 |  |  | Qu (shear) t. |  | 25 |  |  | Assume nutral axis inside flange a < ts
|  | 22 | [9 empty] | d min = | Mu |  | = | 54.3
|  | 25 | ts (cm) | 12 |  |  | L (m) |  | 4 |  |  |  | Rmax * Fcu/γc * B
|  | 28 | [9 empty] | take d ≈ 1.3 d balance = |  | 75 | By Solving equation |  | a2 | -150 | 1705.7569 | = 0 | Get a = | 12.3961
|  | 32 | b (cm) | 30
[12 empty] | a > ts Assumption Wrong |  |  | By Solving equation |  | a2 | -150 | 1772.0995 | = 0 | Get a = | 12.9283
|  |  | Ø main bars | 16 |  |  | Ø Secondary bars |  | 12 |  |  |  |  | Check a ≥ 0.1 d Check O.K. then a = |  |  |  | 12.9283 |  | Get c/d = | 0.21547
[12 empty] | Mumax = Rmax * Fcu/γc * b * d^2 + 0.67 * Fcu/γc * ( B - b ) * ts * ( d - ts/2 ) = | [5 empty] | 109.9679
|  |  |  | Design | [7 empty] | Check Cmin/d < C/d < Cmax/d |  |  |  |  | Safe
[12 empty] | Check Mu < Mumax |  |  |  |  | Safe
[12 empty] | As = | 0.67*(Fcu/γc)*(B-b)*ts |  |  | + | 0.67*(Fcu/γc)*b*a |  |  | = | 37.1487
[13 empty] | Fy/γs |  |  |  | Fy/γs
|  |  |  | Calculations | [7 empty] | As' = 0.15 * As = |  | 5.5723
|  |  | Fcu (kg/cm²) | 300 |  |  | Fyrft. (kg/cm²) |  | 3600 |  |  | Main reinforcement
[12 empty] | Choosen Φ main = |  | 16 |  | no. of Bars = |  | 19
|  |  | Mu t.m. | 80 |  |  | Fystr. (kg/cm²) |  | 2400 |  |  | As actual = | 38.2171
[12 empty] | As max = μmax * b * d + 0.67*(Fcu/γc)*(B-b)*ts/ (Fy/γs) = |  |  |  |  | 54.4487
|  |  | Mt t.m. | 4 |  |  | Qu t. |  | 25 |  |  | As min = μmin * b * d = |  | 6.875
Secondary reinforcement
|  |  | ts (cm) | 12 |  |  | L (m) |  | 4 |  |  | Choosen Φ secondary = |  | 12 |  | no. of Bars = |  | 5
[12 empty] | As' actual = | 5.6571
|  |  | b (cm) | 30 |  |  | B (cm) |  | 70 |  |  | As' max = min of ( 0,004*B*d and 0.4*As ) = |  |  | 15.2869
[12 empty] | As' min = 0.1*As = |  | 3.8217
|  |  | Rmax | 0.19433 |  |  | Cmax/d |  | 0.44 |  |  | Check Asmin < As < As max |  |  |  | Safe
[12 empty] | Check As'min < As' < As' max |  |  |  | Safe
|  |  | d balance (cm) | 54.3 |  |  | d (cm) |  | 75
Check of Shear
|  |  | a (cm) | 12.9283 |  |  | Mumax t.m. |  | 109.9679
[12 empty] | qu = | Qu / (b*d) = |  | 11.1111
|  |  | As (cm²) | 37.1487 |  |  | As' (cm²) |  | 5.5723 |  |  | qt = | 3*Mtorsion / (b² * t) = |  | 16.6667
[12 empty] | dsi = | ((1+ (qt / qu)²)^0.5)^-1 = |  | 0.5547
|  |  |  | Ø10 | 48 |  |  |  | Ø08 | 12 |  | dti = | ((1+ (qt / qu)²)^0.5)^-1 = |  | 0.83205
|  |  |  | Ø12 | 33 |  |  |  | Ø10 | 8 |  | qcu = | 0.75 * dsi *(Fcu/γc)^.5 = |  | 5.8835
|  |  |  | Ø14 | 25 |  |  |  | Ø12 | 5 |  | qumax = | 2.2* dsi *(Fcu/γc)^.5 = |  | 17.2582 |  | ≤ 30 kg/cm2
|  |  |  | Ø16 | 19 |  |  |  | Ø14 | 4 |  | qtu = | 0.75 * dti *(Fcu/γc)^.5 = |  | 8.8252
|  |  | As | Ø18 | 15 |  | As' |  | Ø16 | 3 |  | qtumax = | 2.2 * dti *(Fcu/γc)^.5 = |  | 25.8873
|  |  |  | Ø20 | 12 |  |  |  | Ø18 | 3
|  |  |  | Ø22 | 10 |  |  |  | Ø20 | 2
|  |  |  | Ø25 | 8 |  |  |  | Ø22 | 2
|  |  |  | Ø28 | 7 |  |  |  | Ø25 | 2
|  |  | Choose As | 19 | Ø16 |  | Choose As' |  | 5 | Ø12 |  | If qumax < qu < qcu and qtcu < qtu < qtumax |  |  |  | Reinforce to resist qu and qt
Closed stirrups for Shear & Torsion
|  |  | As (cm²) | 38.2171 |  |  | As' (cm²) |  | 5.6571 |  |  |  | Shear |  |  |  | Torsion
[12 empty] | qsteel = qu - 0.5*qcu = |  | 8.1694 |  | qsteel = tu - 0.5*qtcu = |  |  | 12.2541
|  |  | As max (cm²) | 54.4487 |  |  | As' max (cm²) |  | 15.2869 |  |  | μ = n*Ast1 / (b * s) = qsteel / (Fystr/γs) |  |  |  | x1 , y1 are stirrup dimensions |  |  |  | 70 | 25
[12 empty] | b < 40 cm take n = 2 |  | 2 |  | α = 0.66 + 0.33* (y1 / x1) = |  |  | 1.5 | ≤ 1.5
|  |  | As min (cm²) | 6.875 |  |  | As' min (cm²) |  | 3.8217 |  |  | Ast/Ss = | 0.058717 |  |  | Ast2/S = | (qsteel * (b^2*t)/3) |  | = | 0.050838
αt * x1 * y1 * (Fystr/γs)
|  |  | qs (kg/cm²) | 11.1111 |  |  | qt (kg/cm²) |  | 16.6667 |  |  | Choose Φstirrups | 12
[12 empty] | No. of stirrups = 100/St + 100/Ss = |  |  | 9.6829
|  |  | dsi | 0.5547 |  |  | dti |  | 0.83205 |  |  | Use Stirrups | 10 | 12 | 2
Longitudinal bars for torsion
|  |  | qcu (kg/cm²) | 5.8835 |  |  | qtu (kg/cm²) |  | 8.8252
[12 empty] | As.l. = | 2 * Astr * ( x1 + y1 ) * Fystr. |  | = | 6.4394 |  | 6Ø10
|  |  | qumax (kg/cm²) | 17.2582 |  |  | qtumax (kg/cm²) |  | 25.8873 |  |  |  | S * Fy
Shrinkage bar
|  |  | qsteel (kg/cm²) | 8.1694 |  |  | qsteel (kg/cm²) |  | 12.2541
t > 70 cm Use shrinkage side bars
|  |  | Ast1/S (cm) | 0.058717 |  |  | Ast2/S (cm) |  | 0.050838 |  |  | As shrinkage = 0.008 * As = |  | 0.30574
[12 empty] | bar spacing = | 25 | ≤ 30 cm
|  |  | Stirrubs | 10Ø12 | 2 |  | Asl.b. |  | 6Ø10 |  |  | Φ shrinkage = | Ø08 | no. of bars = | 4
|  |  | Check Mu | Safe |  |  | Check As |  | Safe
|  |  | Check C/d | Safe |  |  | Check As' |  | Safe
|  |  | Check Shear | Reinforce |  |  | Check Torsion |  | Reinforce
Results
Output
|  |  | b (cm) | 30 |  |  | d (cm) |  | 75
|  |  | As (cm²) | 19 | Ø16 |  | Stirrubs |  | 10Ø12 | 2
|  |  | As' (cm²) | 5 | Ø12 |  | As shrinkage |  | 4 | Ø08
|  |  | Check Mu | Safe |  |  | 70
80
|  |  | Check C/d | Safe |  |  |  |  | 5 | Ø12
1
|  |  | Check As | Safe
10Ø12
|  |  | Check As' | Safe |  |  | 2 |  | 4 | Ø08
2
|  |  | Check Shear | Safe
|  |  | Check Torsion | Safe |  |  |  |  | 19 | Ø16
[8 empty] | 30 |  | 4
|  |  | Input Again |  |  |  | Calculation Sheets

## F-L-S-X
[12 empty] | Project name | :
|  |  | Design of Flanged L section | [8 empty] | Location | :
|  |  | Subjected to Flexure | [8 empty] | Beam no | :
(Fixed Depth)
Given Data
[12 empty] | Fcu = | 250 | Fy = | 3600 | Mu = | 5 | Qu = | 4 | Mt = | 2 | b = | 20 | L= | 5
Design Procedueres
|  | 8 |  | Input
250 | 2400 | 10 | [9 empty] | Fy = | 3600 | From table get |  |  | Cmax/d = | 0.44 | and | Rmax = | 0.19433 | Cmin/d = |  | 0.125
300 | 2800 | 12 | Fcu (kg/cm²) | 250 |  |  | Fy rft. (kg/cm²) |  | 3600 | [7 empty] | μmax = | 0.012556 | and | μmin = 11/Fy = | 0.0030556
350 | 3600 | 14 | [9 empty] | B= the smallest of |  | 16 * ts + b = | 212 |  | take B = | 70
400 | 4000 | 16 | Mu (bending) t.m. | 5 |  |  | Fy str. (kg/cm²) |  | 2400 |  |  |  |  | L/5 + b = | 120
450 | 4500 | 18
|  | 20 | Mt (torsion) t.m. | 2 |  |  | Qu (shear) t. |  | 4 |  |  | Assume nutral axis inside flange a < ts
|  | 22 | [9 empty] | d = | 75 |  | By Solving equation |  | a2 | -150 | 127.9318 | = 0 | Get a = | 0.85778
|  | 25 | ts (cm) | 12 |  |  | L (m) |  | 5 |  |  | a < ts Assumption right |  | Noting a < 0.1 d then take a = o.1 d = |  |  |  | 7.5 |  | Get c/d = | 0.125
28
|  | 32 | b (cm) | 20 |  |  | d (cm) |  | 75
[12 empty] | Mumax = Rmax * Fcu/γc * b * d^2 + 0.67 * Fcu/γc * ( B - b ) * ts * ( d - ts/2 ) = | [5 empty] | 82.6673
|  |  | Ø main bars | 12 |  |  | Ø Secondary bars |  | 12 |  |  | Check Cmin/d < C/d < Cmax/d |  |  |  |  | Safe
[12 empty] | Check Mu < Mumax |  |  |  |  | Safe
|  |  |  | Design | [7 empty] | As = | Mu | [6 empty] | = | 2.2417
Fy/γs * ( d - a/2)
[12 empty] | As' = 0.15 * As = |  | 0.33626
|  |  |  | Calculations | [7 empty] | Main reinforcement
[12 empty] | Choosen Φ main = |  | 12 |  | no. of Bars = |  | 2
|  |  | Fcu (kg/cm²) | 250 |  |  | Fyrft. (kg/cm²) |  | 3600 |  |  | As actual = | 2.2629
[12 empty] | As max = μmax * B * d = |  |  |  |  | 65.9206
|  |  | Mu t.m. | 5 |  |  | Fystr. (kg/cm²) |  | 2400 |  |  | As min = μmin * b * d = |  | 2.9142
Secondary reinforcement
|  |  | Mt t.m. | 2 |  |  | Qu t. |  | 4 |  |  | Choosen Φ secondary = |  | 12 |  | no. of Bars = |  | 2
[12 empty] | As' actual = | 2.2629
|  |  | ts (cm) | 12 |  |  | L (m) |  | 5 |  |  | As' max = min of ( 0,004*B*d and 0.4*As ) = |  |  | 0.90514
[12 empty] | As' min = 0.1*As = |  | 0.22629
|  |  | b (cm) | 20 |  |  | B (cm) |  | 70 |  |  | Check Asmin < As < As max |  |  |  | Increase d
[12 empty] | Check As'min < As' < As' max |  |  |  | Increase d
|  |  | Rmax | 0.19433 |  |  | Cmax/d |  | 0.44
Check of Shear
|  |  | d balance (cm) | 14.9 |  |  | d (cm) |  | 75
[12 empty] | qu = | Qu / (b*d) = |  | 2.6667
|  |  | a (cm) | 0.85778 |  |  | Mumax t.m. |  | 82.6673 |  |  | qt = | 3*Mtorsion / (b² * t) = |  | 18.75
[12 empty] | dsi = | ((1+ (qt / qu)²)^0.5)^-1 = |  | 0.14081
|  |  | As (cm²) | 2.2417 |  |  | As' (cm²) |  | 0.33626 |  |  | dti = | ((1+ (qt / qu)²)^0.5)^-1 = |  | 0.99004
[12 empty] | qcu = | 0.75 * dsi *(Fcu/γc)^.5 = |  | 1.3633
|  |  |  | Ø10 | 3 |  |  |  | Ø08 | 1 |  | qumax = | 2.2* dsi *(Fcu/γc)^.5 = |  | 3.9991 |  | ≤ 30 kg/cm2
|  |  |  | Ø12 | 2 |  |  |  | Ø10 | 1 |  | qtu = | 0.75 * dti *(Fcu/γc)^.5 = |  | 9.586
|  |  |  | Ø14 | 2 |  |  |  | Ø12 | 1 |  | qtumax = | 2.2 * dti *(Fcu/γc)^.5 = |  | 28.1189
|  |  |  | Ø16 | 2 |  |  |  | Ø14 | 1
|  |  | As | Ø18 | 1 |  | As' |  | Ø16 | 1
|  |  |  | Ø20 | 1 |  |  |  | Ø18 | 1
|  |  |  | Ø22 | 1 |  |  |  | Ø20 | 1
|  |  |  | Ø25 | 1 |  |  |  | Ø22 | 1
|  |  |  | Ø28 | 1 |  |  |  | Ø25 | 1 |  | If qumax < qu < qcu and qtcu < qtu < qtumax |  |  |  | Reinforce to resist qu and qt
Closed stirrups for Shear & Torsion
|  |  | Choose As | 2 | Ø12 |  | Choose As' |  | 2 | Ø12 |  |  | Shear |  |  |  | Torsion
[12 empty] | qsteel = qu - 0.5*qcu = |  | 1.985 |  | qsteel = tu - 0.5*qtcu = |  | 13.957
|  |  | As (cm²) | 2.2629 |  |  | As' (cm²) |  | 2.2629 |  |  | μ = n*Ast1 / (b * s) = qsteel / (Fystr/γs) |  |  |  | x1 , y1 are stirrup dimensions |  |  |  | 70 | 15
[12 empty] | b < 40 cm take n = 2 |  | 2 |  | α = 0.66 + 0.33* (y1 / x1) = |  |  | 1.5 | ≤ 1.5
|  |  | As max (cm²) | 65.9206 |  |  | As' max (cm²) |  | 0.90514 |  |  | Ast/Ss = | 0.0095114 |  |  | Ast2/S = | (qsteel * (b^2*t)/3) |  | = | 0.030881
αt * x1 * y1 * (Fystr/γs)
|  |  | As min (cm²) | 2.9142 |  |  | As' min (cm²) |  | 0.22629 |  |  | Choose Φstirrups | 8
[12 empty] | No. of stirrups = 100/St + 100/Ss = |  |  | 8.0326
|  |  | qs (kg/cm²) | 2.6667 |  |  | qt (kg/cm²) |  | 18.75 |  |  | Use Stirrups | 9 | 8 | 2
Longitudinal bars for torsion
|  |  | dsi | 0.14081 |  |  | dti |  | 0.99004
[12 empty] | As.l. = | 2 * Astr * ( x1 + y1 ) * Fystr. |  | = | 3.4999 |  | 0.030881
|  |  | qcu (kg/cm²) | 1.3633 |  |  | qtu (kg/cm²) |  | 9.586 |  |  |  | S * Fy
Shrinkage bar
|  |  | qumax (kg/cm²) | 3.9991 |  |  | qtumax (kg/cm²) |  | 28.1189
t > 70 cm Use shrinkage side bars
|  |  | qsteel (kg/cm²) | 1.985 |  |  | qsteel (kg/cm²) |  | 13.957 |  |  | As shrinkage = 0.008 * As = |  | 0.018103
[12 empty] | bar spacing = | 25 | ≥ 30 cm
|  |  | Ast1/S (cm) | 0.0095114 |  |  | Ast2/S (cm) |  | 0.030881 |  |  | Φ shrinkage = | Ø08 | no. of bars = | 4
|  |  | Stirrubs | 9Ø08 | 2 |  | Asl.b. |  | No need
|  |  | Check Mu | Safe |  |  | Check As |  | Increase d
|  |  | Check C/d | Safe |  |  | Check As' |  | Increase d
|  |  | Check Shear | Reinforce |  |  | Check Torsion |  | Reinforce
Results
Output
|  |  | b (cm) | 20 |  |  | d (cm) |  | 75
|  |  | As (cm²) | 2 | Ø12 |  | Stirrubs |  | 9Ø08 | 2
|  |  | As' (cm²) | 2 | Ø12 |  | As shrinkage |  | 4 | Ø08
|  |  | Check Mu | Safe |  |  | 70
80
|  |  | Check C/d | Safe |  |  |  |  | 2 | Ø12
1
|  |  | Check As | Increase d
9Ø08
|  |  | Check As' | Increase d |  |  | 2 |  | 4 | Ø08
2
|  |  | Check Shear | Safe
|  |  | Check Torsion | Safe |  |  |  |  | 2 | Ø12
[8 empty] | 20 |  | 1
|  |  | Input again |  |  |  | Calculation Sheets

## R-S-M-C
[8 empty] | Project name | :
|  | Rectangular section | [5 empty] | Location | :
|  | Subjected to Flexure | [5 empty] | Beam no | :
Calculate Section Capacity
Given Data
[8 empty] | Fcu = | 250 | Fy = | 3600 | b = | 25 | d = | 65 | As = | 2 | 12 | As' = | 0 | 0
Design Procedure
| 8 |  | Input
2400 | 10 | [6 empty] | From table Get Cmax/d = |  | 0.44
2800 | 12 | Fcu (kg/cm²) | 250 |  | Fy (kg/cm²) | 3600 |  | a max = 0.8 Cmax/d * d = |  | 22.88
3600 | 14
4000 | 16 | b (cm) | 25 |  | d (cm) | 65 |  | Equilibrium Equation
4500 | 18 | [6 empty] | 0.67 * Fcu/γc * a * b + As' Fs' = As * Fs
| 20 | Main bars | 2 | 12 | Secondary bars |  |  | Assume Section is under reinforced section =====> εs > εy =====> Fs = Fy/γs
| 22 | [6 empty] | Assume Compression steel strain > yeild strain =====> εs' > εy =====> Fs' = Fy/γs
| 25 |  | Calculate Mumax |  |  |  |  | From Equilibrium equation
| 28 | [6 empty] | 0.67 * Fcu/γc * a * b + As' Fy/γs = As * Fy/γs
| 32 | [6 empty] | Get a = | 2.5351 |  | a < 0.1 d take a = 0.1 d
[8 empty] | Take a = | 6.5
Check Assumption Fs = Fy/γs
Section is Under reinforced then Fs = Fy/γs
Calculations
|  | Fcu (kg/cm²) | 250 |  | Fy (kg/cm²) | 3600
|  | b (cm) | 25 |  | d (cm) | 65
Check Assumption Fs' = Fy/γs
|  | As (cm²) | 2.2608 |  | As' (cm²) | 0 |  |  | εs' / εcu = ( c - d' ) / c |  | Get εs' = | 0.0011538
[9 empty] | εy = Fy / ( γs* Es ) = |  | 0.0015652
|  | Cmax/d | 0.44 |  | a max (cm) | 22.88 |  |  | εs' < εy Assumption wrong get right values for a and /Fs'
|  | a (cm) | 2.5351 |  | a < 0.1 d take a = 0.1 d
|  | a (cm) | 6.5 |  | εy | 0.0015652
|  | εs | 0.021 |  | εs' | 0.0011538
0
|  | Fs (kg/cm²) | 3130.4348 |  | Fs' (kg/cm²) | 0
[8 empty] | Mumax = | As Fs ( d -a/2 ) = |  |  |  |  | 4.3702
|  | Mu max | 4.3702 |  | Failure type | Ductile failure
Output
|  | Mu max m.t. | 4.3702 |  | Failure type | Ductile failure
|  | Input Again |  |  | Calculation Sheet

## F-S-M-C
[8 empty] | Project name | :
|  | Flanged section | [5 empty] | Location | :
|  | Subjected to Flexure | [5 empty] | Beam no | :
Calculate Section Capacity
Given Data
[8 empty] | Fcu = | 250 | Fy = | 3600 | b = | 25 | d = | 55 | As = | 19 | 16 | As' = | 0 | 0
Design Procedure
Input
2400 | 10 | [6 empty] | From table Get Cmax/d = |  | 0.44
2800 | 12 | Fcu (kg/cm²) | 250 |  | Fy (kg/cm²) | 3600 |  | a max = 0.8 Cmax/d * d = |  | 19.36
3600 | 14 | [6 empty] | Assume nutral axis inside flange a < ts
4000 | 16 | b (cm) | 25 |  | d (cm) | 55 |  | Equilibrium Equation
4500 | 18 | [6 empty] | 0.67 * Fcu/γc * a * B + As' Fs' = As * Fs
| 20 | B (cm) | 60 |  | ts (cm) | 10 |  | Assume Section is under reinforced section =====> εs > εy =====> Fs = Fy/γs
| 22 | [6 empty] | Assume Compression steel strain > yeild strain =====> εs' > εy =====> Fs' = Fy/γs
| 25 | Main bars | 19 | 16 | Secondary bars |  |  | From Equilibrium equation
| 28 | [6 empty] | 0.67 * Fcu/γc * a * b + As' Fy/γs = As * Fy/γs
|  |  | Calculate Mumax |  |  |  |  | Get a = | 17.8399 |  | assumption wrong a > ts
nutral axis outside flange a > ts
Equilibrium Equation
0.67 * Fcu/γc * a * b + 0.67 * Fcu/γc * ( B - b ) * ts + As' Fs' = As * Fs
Assume Section is under reinforced section =====> εs > εy =====> Fs = Fy/γs
Assume Compression steel strain > yeild strain =====> εs' > εy =====> Fs' = Fy/γs
|  |  | Calculations |  |  |  |  | From Equilibrium equation
0.67 * Fcu/γc * a * b + 0.67 * Fcu/γc * ( B - b ) * ts + As' Fy/γs = As * Fy/γs
|  | Fcu (kg/cm²) | 250 |  | Fy (kg/cm²) | 3600 |  | Get a = | 28.8158 | a > a max take a = a max
[8 empty] | Take a = | 19.36
|  | b (cm) | 25 |  | d (cm) | 55 |  | Check Assumption Fs = Fy/γs
Section is Under reinforced then Fs = Fy/γs
|  | B (cm) | 60 |  | ts (cm) | 10
|  | As (cm²) | 38.1824 |  | As' (cm²) | 0
|  | Cmax/d (cm) | 0.44 |  | a max (cm) | 19.36
|  | a (cm) | 17.8399 |  | assumption wrong a > ts
Check Assumption Fs' = Fy/γs
|  | a (cm) | 19.36 |  | εy | 0.0015652 |  |  | εs' / εcu = ( c - d' ) / c |  | Get εs' = | 0.0023802
[9 empty] | εy = Fy / ( γs* Es ) = |  | 0.0015652
|  | εs | 0.0038182 |  | εs' | 0.0023802 |  |  | εs' > εy Assumption right Fs' = Fy/γs
|  | Fs (kg/cm²) | 3130.4348 |  | Fs' (kg/cm²) | 3130.4348
|  | Mu max | 44.0356 |  | Failure type | Ductile failure
[8 empty] | Mu max = 0.67 * Fcu/γc * a * b * ( d- a/2 ) + 0.67 * Fcu/γc * ( B - b ) * ts * ( d- ts/2 ) + As' Fy/γs * (d - d') = | [8 empty] | 44.0356
Output
|  | Mu max m.t. | 44.0356 |  | Failure type | Ductile failure
|  | Input Again |  |  | Calculation Sheet

## S-S-O-T
[12 empty] | Project name |  | :
|  | Design of Solid slab section | [9 empty] | Location |  | :
|  | Subjected to Flexure | [9 empty] | Slab no |  | :
(One & Two way slab)
Given Data
[13 empty] | Fcu = | 250 | Fy = | 3600 |  | F.C. = | 150 |  | L.L. = | 200 |  | a = | 4 | b = | 6
Design Procedure
Input
2400 | 10 | [10 empty] | Slab Dimensions
2800 | 12 | Fcu (kg/cm²) | 250 |  |  | Fy rft. (kg/cm²) |  | 3600 |  |  |  |  | a (short span ) = |  | 4 |  | Simply supported |  |  |  | ma = | 1
3600 | 14 | [11 empty] | b ( Long span ) = |  | 6 |  | Simply supported |  |  |  | mb = | 1
4000 | 16 | F.C. (kg/m²) | 150 |  |  | L.L. (kg/m²) |  | 200 |  |  |  |  | b / a = | 1.5 |  |  | Two way slab
4500 | 18
| 20 | a (m) | 4 |  |  | b (m) |  | 6 | [6 empty] | ts min code specification |  |  | ts min for safe deflection |  |  |  | ts min
22
| 25 | ma | 1 |  |  | mb |  | 1 |  |  | 1
| 28 | [9 empty] | 0.87 | Assume ts the max of | [11 empty] | Take ts = | 12
| 32 | Ø main bars |  |  |  | Ø Secondary bars |  |  |  |  | 0.76 |  |  |  | ts min= | a / 35 = | 12 |  |  |  |  | 10
[18 empty] | ts min= | b (0.8 + Fy/1500) |  | 10.4918
|  |  | Design | [15 empty] | 36 + 9 ( b / a )
[12 empty] | Wsu = 1.4 * ( γc * ts min + F.C. ) + 1.6 * L.L. = |  |  |  |  | 0.95
[13 empty] | r = | mb * b | = | 1.5 |  | α = | 0.6 | and | β = | 0.15556
|  |  | Calculations | [10 empty] | ma * a
|  | Fcu (kg/cm²) | 250 |  |  | Fyrft. (kg/cm²) |  | 3600 |  |  |  |  | Muα = | α *Wsu * a^2 | = | 1.14
8
|  | Two way slab |  |  |  | ts min (cm) |  | 12
[13 empty] | Muβ = | β *Wsu * b^2 | = | 0.665
|  | Wsu (t/m²) | 0.95 |  |  | r |  | 1.5 | [5 empty] | 8
|  | α | 0.6 |  |  | β |  | 0.15556 |  |  |  | Design section as rectangular section with width = 100 cm
|  | Muα m.t. | 1.14 |  |  | Muβ m.t. |  | 0.665 |  |  |  |  | Cmax/d= | 0.44 |  | μ max = | 0.012556 | μ min = | 0.0015
[13 empty] | d min = | Mu |  | = | 5.9107
|  | Rmax | 0.19433 |  |  | Cmax/d |  | 0.44 | [5 empty] | Rmax * Fcu/γc * 100
[13 empty] | take d= max of d min and (ts min - 1.5) = |  |  |  |  | 10.5 |  | get c/d = | 0.125
|  | Mumax t.m. | 3.5709 |  |  | d balance (cm) |  | 5.9107
Bottom reinforcement
|  | d (cm) | 10.5 |  |  | C/d |  | 0.125 |  |  |  | As short = |  | Muα |  | = | 3.649
Fy * d * ( 1-0.4*c/d )
|  | As bottom short(cm²) | 3.649 |  |  | As bottom long (cm²) |  | 2.514
[12 empty] | As short = |  | 8 | Ø08 |  | As = | 4.0229 |  | μ = As / (100*d ) = |  | 0.0038313 |  | μmin<μ<μmax
|  |  | Ø08 | 8 |  |  |  | Ø08 | 5
|  |  | Ø10 | 5 |  |  |  | Ø10 | 4 |  |  | As long = |  | Muβ |  | = | 2.4833 |  |  | Use Minimum 2.514 cm² ( 5Φ8 )
|  |  | Ø12 | 4 |  |  |  | Ø12 | 3 |  |  |  |  | Fy * d * ( 1-0.4*c/d )
|  |  | Ø14 | 3 |  |  |  | Ø14 | 2
|  |  | Ø16 | 2 |  |  |  | Ø16 | 2 |  |  | As long = |  | 5 | Ø08 |  | As = | 2.5143 |  | μ = As / (100*d ) = |  | 0.0023946 |  | μmin<μ<μmax
|  | As | Ø18 | 2 |  | As' |  | Ø18 | 1
|  |  | Ø20 | 2 |  |  |  | Ø20 | 1 |  |  | Upper reinforcement
|  |  | Ø22 | 1 |  |  |  | Ø22 | 1
|  |  | Ø25 | 1 |  |  |  | Ø25 | 1 |  |  |  | ts ≤ 16 cm no need for upper reinforcement
|  |  | Ø28 | 1 |  |  |  | Ø28 | 1
|  |  | Ø32 | 1 |  |  |  | Ø32 | 1
[12 empty] | As short = 0.2 * As bottom short = |  |  |  | 0 |  | Minimum 2.514 cm² ( 5Φ8 )
|  | As bottom short | 8 | Ø08 |  | As bottom long |  | 5 | Ø08 |  |  | As short = |  | 0 | 0
|  | As bottom short(cm²) | 4.0229 |  |  | As bottom long (cm²) |  | 2.5143 |  |  |  | As long = 0.2 * As bottom long = |  |  |  | 0 |  | Minimum 2.514 cm² ( 5Φ8 )
[12 empty] | As long = |  | 0 | 0
|  | As Upper short (cm²) | 0 |  |  | As Upper long (cm²) |  | 0
Check deflection
|  |  | Ø08 | 0 |  |  |  | Ø08 | 0
|  |  | Ø10 | 0 |  |  |  | Ø10 | 0 |  |  |  | n = | 15
|  |  | Ø12 | 0 |  |  |  | Ø12 | 0 |  |  |  | Ec = 14000 * Fcu½ = |  | 221359.4362
|  |  | Ø14 | 0 |  |  |  | Ø14 | 0 |  |  |  | Ig = B ts³ / 12 = |  | 14400
|  |  | Ø16 | 0 |  |  |  | Ø16 | 0 |  |  |  | moment @ N.A. = 0
|  | As | Ø18 | 0 |  | As' |  | Ø18 | 0 |  |  |  | B C² / 2 + n As' ( C - d' ) - n As ( d - C ) = 0
|  |  | Ø20 | 0 |  |  |  | Ø20 | 0 |  |  |  | C² + | 1.2069 | -12.672 | = 0
|  |  | Ø22 | 0 |  |  |  | Ø22 | 0 |  |  |  | Get C = | 3.0071
|  |  | Ø25 | 0 |  |  |  | Ø25 | 0 |  |  |  | Icr = B C³ / 3 + n As' ( C- d' )² + n As ( d - C )² = |  |  |  |  | 4294.2674
|  |  | Ø28 | 0 |  |  |  | Ø28 | 0 |  |  |  | Fctr = 0.75 * Fcu⅔ = |  | 29.8186
|  |  | Ø32 | 0 |  |  |  | Ø32 | 0 |  |  |  | y=ts/2= | 6
[13 empty] | Mcr = Fctr * Ig / y = |  | 0.71565
|  | As Upper short | 0 | 0 |  | As Upper long |  | 0 | 0 |  |  |  | Ma = ( γc * ts + F.C. + L.L. )*L²/8 = |  |  |  | 1.3
[13 empty] | Ie = ( Mcr / Ma )³ Ig + [ 1- ( Mcr / Ma )³ ] Icr = |  |  |  |  | 5980.1728
|  | μ main | 0.0038313 |  |  | μ min |  | 0.0015
[13 empty] | Δ D.L. + L.L. = |  | 5 ww DL+LL L⁴ |  | = | 499199999999.9999 | = | 0.98205 | cm
|  | Check μ | Safe |  |  | μ max |  | 0.012556 | [6 empty] | 384 Ec Ie |  |  | 508326792708.0184
[13 empty] | Δ D.L. = |  | 5 ww DL L⁴ |  | = | 345599999999.9999 | = | 0.67988 | cm
|  | Check Mu | Safe |  |  | Check C/d |  | Safe | [6 empty] | 384 Ec Ie |  |  | 508326792708.0184
[13 empty] | α = 2- 1.2(As'/As) = |  | 2
|  | Δ D.L. + L.L. (cm) | 0.98205 |  |  | Δ D.L. (cm) |  | 0.67988 |  |  |  |  | Δ Creep = α * Δ D.L. = |  |  | 1.3598
[13 empty] | Δ 1 = Δ D.L.+L.L. + Δ creep = |  |  |  | 2.3418
|  | Δ Creep (cm) | 1.3598 |  |  | Δall D.L. + creep(cm) |  | 1.1429 |  |  |  |  | Δ 2 = Δ D.L. + Δ creep = |  |  | 2.0396
|  | Δall DL+LL+creep(cm) | 1.6 |  |  | Check Δ |  | Unsafe |  |  |  |  | Δ allowable (all loads) = Δ D.L. + Δ creep = L / 250 = | [5 empty] | 1.6 |  |  |  | Unsafe Insrease ts
[13 empty] | Δ allowable (D.L. + Creep)= Δ D.L. + Δ creep = min of (L / 350 and 2 cm ) = | [7 empty] | 1.1429 |  | Unsafe Insrease ts
|  | ts | 14 |  |  | Δ D.L. (cm) |  | 0.29793
[13 empty] | Take ts = |  | 14
|  | Δ D.L. + L.L. (cm) | 0.4171 |  |  | Δ Creep (cm) |  | 0.59586 |  |  |  |  | Ig = B ts³ / 12 = |  | 22866.6667
moment @ N.A. = 0
|  | Check Δ | Safe |  |  | Final ts |  | 14 |  |  |  |  | B C² / 2 + n As' ( C - d' ) - n As ( d - C ) = 0
[13 empty] | C² + | 1.2069 | -15.0857 | = 0
|  |  | Results | [9 empty] | Get C = | 3.3272
[13 empty] | Icr = B C³ / 3 + n As' ( C- d' )² + n As ( d - C )² = |  |  |  |  | 6305.0293
[13 empty] | Mcr = Fctr * Ig / y = |  | 1.1364
[13 empty] | Ma = ( γc * ts + F.C. + L.L. )*L²/8 = |  |  |  | 1.4
[13 empty] | Ie = ( Mcr / Ma )³ Ig + [ 1- ( Mcr / Ma )³ ] Icr = |  |  |  |  | 15163.0307
[13 empty] | Δ D.L. + L.L. = |  | 5 ww DL+LL L⁴ |  | = | 537599999999.9999 | = | 0.4171
[15 empty] | 384 Ec Ie |  |  | 1.2889e+12
|  |  | Output | [9 empty] | Δ D.L. = |  | 5 ww DL L⁴ |  | = | 384000000000 | = | 0.29793
[15 empty] | 384 Ec Ie |  |  | 1.2889e+12
|  | Fcu (kg/cm²) | 250 |  |  | Fyrft. (kg/cm²) |  | 3600 |  |  |  |  | α = 2- 1.2(As'/As) = |  | 2
[13 empty] | Δ Creep = α * Δ D.L. = |  |  | 0.59586
|  | Slab type | Two way slab |  |  | ts (cm) |  | 14 |  |  |  |  | Δ 1 = Δ D.L.+L.L. + Δ creep = |  |  |  | 1.013
[13 empty] | Δ 2 = Δ D.L. + Δ creep = |  |  | 0.89379
|  | As Short | 8 | Ø08 |  | As Long |  | 5 | Ø08
[13 empty] | Δ allowable (all loads) = Δ D.L. + Δ creep = L / 250 = | [5 empty] | 1.6 |  |  |  | Safe
|  | As Upper short | 0 | 0 |  | As Upper long |  | 0 | 0 |  |  |  | Δ allowable (D.L. + Creep)= Δ D.L. + Δ creep = min of (L / 350 and 2 cm ) = | [7 empty] | 1.1429 |  | Safe
|  | Check ts | Safe | [6 empty] | 4
Ø08
|  | Check Mu | Safe
|  | Check C/d | Safe |  |  | 5 | 8 | Ø08
|  | Check μ | Safe
6
|  | Input Again |  |  |  | Calculation sheet

## S-S-C-T
[10 empty] | Project name |  | :
|  | Design of Solid slab section | [7 empty] | Location |  | :
|  | Subjected to Flexure | [7 empty] | Slab no |  | :
(Cantilever slab)
Given Data
[11 empty] | Fcu = | 350 | Fy = | 4000 |  | F.C. = | 150 |  | L.L. = | 200 |  | Lc = | 1.5
Design Procedure
Input
2400 | 10 | [9 empty] | ts min = Lc /15 + 2 = |  | 12
2800 | 12 | Fcu (kg/cm²) | 350 |  | Fy rft. (kg/cm²) |  | 4000
3600 | 14 | [8 empty] | Wsu = 1.4 * ( γc * ts min + F.C. ) + 1.6 * L.L. = |  |  |  |  | 0.95 |  | P wall =1.4*γwall*hwall*t wall = |  |  |  | 0.2016
4000 | 16 | F.C. (kg/m²) | 150 |  | L.L. (kg/m²) |  | 200
4500 | 18 | [9 empty] | Mu = Wsu * Lc² / 2 + P wall * Lc = |  |  |  | 1.3711
| 20 | Lc (m) | 1.5 |  | Wall density (t/m³) |  | 0.6
| 22 | [8 empty] | Design section as rectangular section with width = 100 cm
| 25 | Wall height (m) | 1.2 |  | Wall thickness (m) |  | 0.2 |  | 1
| 28 | [9 empty] | Cmax/d= | 0.42 |  | μ max = | 0.015102 | μ min = | 0.0015
| 32 |  | Design | [7 empty] | dmin = | Mu |  | = | 5.5805
Rmax * Fcu/γc * 100
[11 empty] | take d= max of dmin and (ts min - 2) = |  |  |  | 14.5 |  |  | get c/d = | 0.125
Main reinforcement
|  |  | Calculations | [7 empty] | As main = |  | Mu |  |  | = | 10.6
Fy * d * ( 1-0.4*c/d )
|  | Fcu (kg/cm²) | 350 |  | Fyrft. (kg/cm²) |  | 4000
[10 empty] | As main = |  | 6 | Ø10 |  | As = | 4.7143 |  | μ = As / (100*d ) = |  | 0.0039286 |  | μmin<μ<μmax
|  | Cantilever slab |  |  | ts min (cm) |  | 12
Secondary reinforcement
|  | Wsu (t/m²) | 0.95 |  | P wall (t/m) |  | 0.2016
[11 empty] | As secondary = 0.2 * As main = |  |  |  | 2.514
|  | Mu (m.t.) | 1.3711 |  | Mact. (m.t.) |  | 0.94725
|  | Rmax | 0.1873 |  | Cmax/d |  | 0.42 |  |  | Check deflection
[11 empty] | n = | 15
|  | Mumax t.m. | 4.3703 |  | d balance (cm) |  | 5.5805 |  |  |  | Ec = 14000 * Fcu½ = |  | 261916.0171
[11 empty] | Ig = B ts³ / 12 = |  | 14400
|  | d (cm) | 10 |  | C/d |  | 0.125 |  |  |  | moment @ N.A. = 0
[11 empty] | B C² / 2 + n As' ( C - d' ) - n As ( d - C ) = 0 | [5 empty] | note As = As'
|  | As main (cm²) | 4.1475 |  | As secondary (cm²) |  | 2.514 |  |  |  | C² + | 6.36 | -50.88 | = 0
[11 empty] | Get C = | 4.6298
|  |  | Ø08 | 9 |  |  | Ø08 | 5 |  |  | Inv = B C³ / 3 + n As' ( C- d' )² + n As ( d - C )² = |  |  |  |  | 20355.4224 |  |  |  | note As = As'
|  |  | Ø10 | 6 |  |  | Ø10 | 4 |  |  | Fctr = 0.75 * Fcu⅔ = |  | 37.3211
|  |  | Ø12 | 4 |  |  | Ø12 | 3 |  |  | y=ts/2= | 6
|  | As | Ø14 | 3 | As' |  | Ø14 | 2 |  |  | Mcr = Fctr * Ig / y = |  | 0.89571
|  |  | Ø16 | 3 |  |  | Ø16 | 2 |  |  | Mact. = ( γc * ts + F.C. + L.L. )*L²/2 + (γwall*hwall*t wall)*L = | [6 empty] | 0.94725
|  |  | Ø18 | 2 |  |  | Ø18 | 1 |  |  | Ie = ( Mcr / Mact )³ Ig + [ 1- ( Mcr / Mact )³ ] Inv = |  |  |  |  | 15320.2262
|  |  | Ø20 | 2 |  |  | Ø20 | 1
[11 empty] | Δ D.L. + L.L. = |  | ww DL+LL L⁴ |  | + | P L³ | = | 3290625000 | + | 486000000 | = | 0.14288
|  | As main (cm²) | 6 | Ø10 | As secondary (cm²) |  | 5 | Ø08 |  |  |  |  | 8 Ec Ie |  |  | 3 Ec Ie |  | 32100900951.7253 |  | 12037837856.897
[11 empty] | Δ D.L. = |  | ww DL L⁴ |  | + | P L³ | = | 2278125000 | + | 486000000 | = | 0.11134
|  | As main (cm²) | 4.7143 |  | As secondary (cm²) |  | 2.5143 | [5 empty] | 8 Ec Ie |  |  | 3 Ec Ie |  | 32100900951.7253 |  | 12037837856.897
[11 empty] | α = 2- 1.2(As'/As) = |  | 0.8 |  |  | note As' = As
|  | μ main | 0.0039286 |  | μ min |  | 0.0015 |  |  |  | Δ Creep = α * Δ D.L. = |  |  | 0.089072
[11 empty] | Δ total = Δ D.L.+L.L. + Δ creep = |  |  |  | 0.23195
|  | Check μ | Safe |  | μ max |  | 0.015102 |  |  |  | Δ total = Δ D.L. + Δ creep = |  |  | 0.20041
|  | Check Mu | Safe |  | Check C/d |  | Safe |  |  |  | Δ allowable (all loads) = Δ D.L. + Δ creep = L / 450 = | [5 empty] | 0.33333 |  | Safe
[11 empty] | Δ allowable (D.L. + Creep)= Δ D.L. + Δ creep = L / 600 = | [5 empty] | 0.25 |  | Safe
|  | Δ D.L. + L.L. (cm) | 0.14288 |  | Δ D.L. (cm) |  | 0.11134
[11 empty] | Take ts = Lc / 10 = |  | 12
|  | Δ Creep (cm) | 0.089072 |  | Δall D.L. + creep(cm) |  | 0.25 |  |  |  | Ig = B ts³ / 12 = |  | 14400
moment @ N.A. = 0
|  | Δall DL+LL+creep(cm) | 0.33333 |  | Check Δ |  | Safe |  |  |  | B C² / 2 + n As' ( C - d' ) - n As ( d - C ) = 0
[11 empty] | C² + | 6.36 | -38.16
|  | ts | 12 |  | Δ D.L. (cm) |  | 0.10255 |  |  |  | Get C = | 3.7678
[11 empty] | Inv = B C³ / 3 + n As' ( C- d' )² + n As ( d - C )² = |  |  |  |  | 9806.9667
|  | Δ D.L. + L.L. (cm) | 0.13785 |  | Δ Creep (cm) |  | 0.082039 |  |  |  | Mcr = Fctr * Ig / y = |  | 0.89571
[11 empty] | Mact. = ( γc * ts + F.C. + L.L. )*L²/2 + (γwall*hwall*t wall)*L = | [6 empty] | 0.94725
|  | Check Δ | Safe |  | Final ts |  | 12 |  |  |  | Ie = ( Mcr / Mact )³ Ig + [ 1- ( Mcr / Mact )³ ] Inv = |  |  |  |  | 13690.2889
|  |  | Results | [7 empty] | Δ D.L. + L.L. = |  | ww DL+LL L⁴ |  | + | P L³ | = | 3290625000 | + | 248832000 | = | 0.13785
[13 empty] | 8 Ec Ie |  |  | 3 Ec Ie |  | 28685647509.9055 |  | 10757117816.2146
[11 empty] | Δ D.L. = |  | ww DL L⁴ |  | + | P L³ | = | 2278125000 | + | 248832000 | = | 0.10255
[13 empty] | 8 Ec Ie |  |  | 3 Ec Ie |  | 28685647509.9055 |  | 10757117816.2146
[11 empty] | α = 2- 1.2(As'/As) = |  | 0.8 |  |  | note As' = As
[11 empty] | Δ Creep = α * Δ D.L. = |  |  | 0.082039
[11 empty] | Δ total = Δ D.L.+L.L. + Δ creep = |  |  |  | 0.21988
[11 empty] | Δ total = Δ D.L. + Δ creep = |  |  | 0.18459
Output
[11 empty] | Δ allowable (all loads) = Δ D.L. + Δ creep = L / 450 = | [5 empty] | 0.33333 |  | Safe
|  | Fcu (kg/cm²) | 350 |  | Fyrft. (kg/cm²) |  | 4000 |  |  |  | Δ allowable (D.L. + Creep)= Δ D.L. + Δ creep = L / 600 = | [5 empty] | 0.25 |  | Safe
|  | Slab type | Cantilever slab |  | ts (cm) |  | 12
|  | As Short | 6 | Ø10 | As Long |  | 5 | Ø08
|  | Check ts | Safe |  |  |  |  | T&B
|  | Check Mu | Safe |  |  |  |  | Ø08
[5 empty] | 6 | Ø10 |  | 5
|  | Check C/d | Safe
|  | Check μ | Safe
|  | Input Again |  |  | Calculation Sheet

## S-R-C-F
[8 empty] | Project name |  |  | :
|  | Design of Short Tied Columns | [5 empty] | Location |  |  | :
|  | Subjected to Compression force | [5 empty] | Column no |  |  | :
(Rectangular section Unknown length)
Given Data
[9 empty] | Fcu = | 250 |  | Fy = | 3600 |  | PU = | 120 | b = | 25 | Ø bars = | 16 | Ø stirrups = | 10 | Column location |  | Interior
Design Procedure
| 8 |  | Input
2400 | 10 | [7 empty] | Pu = 0.35 Fcu Ac + 0.67 Fy As
2800 | 12 | Fcu (kg/cm²) | 250 |  | Fy rft. (kg/cm²) | 3600 |  |  | Assume μ = 1% |  |  |  |  | As = 0.01 Ac
3600 | 14 | [7 empty] | Pu = Ac ( 0.35 Fcu + 0.0067 Fy )
4000 | 16 | Pu (Ton) | 120 |  | b (Cm) | 25 |  |  | Get Ac required = |  |  | 1075.0762 |  |  |  | b = | 25 | t = | 45 |  | t < 5b O.K.
4500 | 18 | [7 empty] | As = 0.01 Ac = |  |  | 10.7508 |  |  |  | Ø = | 16 | n = | 6 |  | Bar spacing= | 18.4 |  | Safe
| 20 | Column Case | Interior | [5 empty] | Ac actual = |  |  | 1125
| 22 | [7 empty] | As actual = |  |  | 12.0686
| 25 | Ø bars (mm) | 16 |  | Ø Stirrups (mm) | 10 |  |  | As min = Max of ( 0.006 Achoosen and 0.008 A required ) = | [8 empty] | 9
| 28 | [7 empty] | As max = |  | 0.4% | * | 1125 | = | 45
| Corner |  | Design | [5 empty] | Check As |  |  | As min < As < As max
| Edge | [7 empty] | S (stirrups spacing) = the Smallest value of 15Ø and 20 cm = | [8 empty] | 20
| Interior | [7 empty] | V (stirrups volume per meter height) = ( 100 / S ) * 2( X + Y ) * Asc = | [9 empty] | 471.4286
| Interior | [7 empty] | V min = 0.0025 * 100 * b * t = |  |  |  |  | 281.25
[9 empty] | Check stirrups |  |  | Safe |  |  |  | Stirrups branches =
Calculations
|  | Fcu (kg/cm²) | 250 |  | Fyrft. (kg/cm²) | 3600
|  | Pu (Ton) | 120 |  | b (Cm) | 25
|  | Ac required (cm²) | 1075.0762 |  | t (Cm) | 45
|  | As (cm²) | 10.7508 |  | Ac actual (cm²) | 1125
|  |  | Ø08 | 22 | Choosen As | 6 | Ø16
|  |  | Ø10 | 14
|  |  | Ø12 | 10 | As (cm²) | 12.0686
|  |  | Ø14 | 7
|  | As | Ø16 | 6 | As min (cm²) | 9
|  |  | Ø18 | 5
|  |  | Ø20 | 4 | As max (cm²) | 45
|  |  | Ø22 | 3
|  |  | Ø25 | 3 | Check As | Safe
|  | Vs (Cm³) | 471.4286 |  | Str.Spacing (Cm) | 20
|  | Vs min (Cm³) | 281.25 |  | Check Stirrups | Safe
Results
Output
|  | Fcu (kg/cm²) | 250 |  | Fyrft. (kg/cm²) | 3600
|  | b (cm) | 25 |  | t (cm) | 45
|  | As longitudinal | 6 | Ø16 | Stirrups | 10 | 20
|  | Bar spacing | 18.4 | Safe
|  | Input Again |  |  | Calculation sheet

## S-C-T-C
[9 empty] | Project name | :
|  | Design of Short Tied Columns | [6 empty] | Location | :
|  | Subjected to Compression force | [6 empty] | Column no | :
(Circular section Unknown diameter)
Given Data
[9 empty] | Fcu = | 250 | Fy = | 3600 | Fyp = | 2400 | Pu = | 464 | Ø bar = | 12 | Stirrup | 12 | @ | 0
Design Procedure
| 8 |  | Input
2400 | 10 | [7 empty] | Pu = 0.35 Fcu Ac + 0.67 Fy As
2800 | 12 | Fcu (kg/cm²) | 250 |  | Fy rft. (kg/cm²) | 3600 |  |  | Assume μ = 1%
3600 | 14 | [7 empty] | Pu = Ac ( 0.35 Fcu + 0.0067 Fy )
4000 | 16 | Pu (Ton) | 464 |  | Fy stirr. (kg/cm²) | 2400 |  |  | Ac required = | 4156.9611 |  |  | Dc = | 75 |  | Dk = Dc -5 = | 70
4500 | 18 | [7 empty] | Ac actual = | 4415.625
| 20 | Ø bars (mm) | 12 |  | Ø Stirrups (mm) | 12 |  |  | Ak actual = | 3846.5
| 22 | [7 empty] | As = (Pu - 0.35 Fcu Ac)/0.67Fy = |  |  | 41.5696 |  |  | Ø = | Ø12 | n = | 37 |  | Bar spacing = |  |  | 5.9405
| 25 | Column Case | Interior | [5 empty] | As actual = | 41.8629
| 28 | [7 empty] | As min = max of(0.008 Ac required and 0.006 Ac actual) = |  |  |  |  | 33.2557
| Interior |  | Design | [5 empty] | As max = μ max * Ac actual = |  |  | 176.625
| Edge | [7 empty] | Check As |  | Safe
| Corner | [7 empty] | S (stirrups spacing) = the Smallest value of 15Ø and 20 cm = | [5 empty] | 18
[9 empty] | Vsp (stirrups volume per meter height) = ( 100 / S ) * 3.14*Dk * Asc = | [5 empty] | 1381.6
[9 empty] | V min = 0.0025 * 100 * Ak = |  |  | 961.625
[9 empty] | Check stirrups |  | Increase Ø stirrup
Calculations
|  | Fcu (kg/cm²) | 250 |  | Fyrft. (kg/cm²) | 3600
|  | Pu (Ton) | 464 |  | P Stirrups (Cm) | 0
|  | Ac required (cm²) | 4156.9611 |  | Dc (cm) | 75
|  | Ak (cm²) | 3846.5 |  | Dk (cm) | 70
|  |  | Ø08 | 83 | As (cm²) | 41.5696
|  |  | Ø10 | 53
|  |  | Ø12 | 37 | Choosen As | 37 | Ø12
|  |  | Ø14 | 27
|  | As | Ø16 | 21 | As actual (cm²) | 41.8629
|  |  | Ø18 | 17
|  |  | Ø20 | 14 | As min (cm²) | 33.2557
|  |  | Ø22 | 11
|  |  | Ø25 | 9 | As max (cm²) | 176.625
|  | Str.Spacing (Cm) | 18 |  | μsp | 0.00089796
|  | Check μsp | Increase Ø stirrup |  | Check As | Safe
Results
Output
|  | Fcu (kg/cm²) | 250 |  | Fyrft. (kg/cm²) | 3600
|  | Dc (cm) | 75 |  | Fy stirr. (kg/cm²) | 2400
|  | As longitudinal | 37 | Ø12 | Stirrups | 12 | 18
|  | Bar spacing | 4.7405 | Safe
|  | Input Again |  |  | Calculation sheet

## S-C-S-C
[10 empty] | Project name | :
|  |  | Design of Short Spiral Columns | [6 empty] | Location | :
|  |  | Subjected to Compression force | [6 empty] | Column no | :
(Circular section Unknown diameter)
Given Data
[10 empty] | Fcu = | 350 | Fy = | 4500 | Fyp = | 2400 | Pu = | 100 | Ø bar = | 12 | Stirrup | 10 | @ | 8
Design Procedure
|  | 8 |  | Input
250 | 2400 | 10 | [7 empty] | Pu = 0.4 Fcu Ac + 0.76 Fy As
300 | 2800 | 12 | Fcu (kg/cm²) | 350 |  | Fy rft. (kg/cm²) | 4500 |  |  | Assume μ = 1%
350 | 3600 | 14 | [7 empty] | Pu = Ac ( 0.4 Fcu + 0.0076 Fy )
400 | 4000 | 16 | Pu (Ton) | 100 |  | Fy stirr. (kg/cm²) | 2400 |  |  | Ac required = | 574.0528 |  |  | Dc = | 30 |  | Dk = Dc -5 = | 25
450 | 4500 | 18 | [7 empty] | Ac actual = | 706.5
|  | 20 | Ø bars (mm) | 12 |  | Ø , P Stirrups (Cm) | 10 | 8 |  | Ak actual = | 490.625
|  | 22 | [7 empty] | Vsp = 3.14 Asp Dk / p = |  | 7.7098
|  | 25 | Column Case | Interior | [5 empty] | μsp = Vsp / Ak = |  | 0.015714
|  | Interior | [7 empty] | μsp min = 0.36 * (Fcu / Fy ) * ( Ac / Ak -1 ) = |  |  |  | 0.0047612
|  | Edge |  | Design | [5 empty] | Check μsp |  | Safe
|  | Corner | [7 empty] | As = (Pu - 0.4 Fcu Ac)/0.76Fy = |  |  | 5.7405 |  |  | Ø = | 12 | n = | 6 |  | Bar spacing = |  |  | 13.0833
[10 empty] | As actual = | 6.7886
[10 empty] | As min = max of ( 0.008 Ac required and 0.006 Ac actual ) = |  |  |  |  | 5.8875
[10 empty] | As max = μ max * Ac actual = |  | 28.26
[10 empty] | Check As |  | Safe
Calculations
|  |  | Fcu (kg/cm²) | 350 |  | Fyrft. (kg/cm²) | 4500
|  |  | Pu (Ton) | 100 |  | P Stirrups (Cm) | 8
|  |  | Ac required (cm²) | 574.0528 |  | Dc (cm) | 30
|  |  | Ak (cm²) | 490.625 |  | Dk (cm) | 25
|  |  |  | Ø08 | 12 | Vsp | 7.7098
|  |  |  | Ø10 | 8
|  |  |  | Ø12 | 6 | μsp | 0.015714
|  |  |  | Ø14 | 4
|  |  | As | Ø16 | 3 | As (cm²) | 5.7405
|  |  |  | Ø18 | 3
|  |  |  | Ø20 | 2 | As longitudinal | 6 | Ø12
|  |  |  | Ø22 | 2
|  |  |  | Ø25 | 2 | As (cm²) | 6.7886
|  |  | As min (cm²) | 5.8875 |  | As max (cm²) | 28.26
|  |  | Check μsp | Safe |  | Check As | Safe
Results
Output
|  |  | Fcu (kg/cm²) | 350 |  | Fyrft. (kg/cm²) | 4500
|  |  | Dc (cm) | 30 |  | Fy stirr. (kg/cm²) | 2400
|  |  | As longitudinal | 6 | Ø12 | Stirrups | 10 | 8
|  |  | Bar spacing | 11.8833 | Safe
|  |  | Input Again |  |  | Calculation sheet

## S-R-C-X
[8 empty] | Project name |  |  | :
|  | Design of Short Tied Columns | [5 empty] | Location |  |  | :
|  | Subjected to Compression force | [5 empty] | Column no |  |  | :
(Rectangular section Known length)
Given Data
[9 empty] | Fcu = | 225 |  | Fy = | 3600 |  | PU = | 370 | b = | 45 | Ø bars = | 25 | Ø stirrups = |  | 12 | Column location | Interior
Design Procedure
| 8 |  | Input
2400 | 10 | [7 empty] | Pu = 0.35 Fcu Ac + 0.67 Fy As
2800 | 12 | Fcu (kg/cm²) | 225 |  | Fy rft. (kg/cm²) | 3600 |  |  | b = | 45 |  |  | t = | 50
3600 | 14 | [7 empty] | Ac actual = |  |  | 2250
4000 | 16 | Pu (Ton) | 370 |  | b (Cm) | 45 |  |  | As = ( Pu - 0.35 Fcu Ac ) / 0.67 Fy
4500 | 18 |  |  |  |  | 225 |  |  | As = | 79.9388
| 20 | Column Case | Interior |  | t (Cm) | 50 |  |  | As min = 0.006 Ac = |  |  |  | 13.5
| 22 | [7 empty] | As max = |  | 0.4% | * | 2250 | = | 90
| 25 | Ø bars (mm) | 25 |  | Ø Stirrups (mm) | 12 |  |  | Check As |  |  | As min < As < As max
| 28 | [7 empty] | As = | 79.9388 |  |  | Ø = | 25 |  | n = | 18 | Bar spacing= |  | 6.9444 |  | Safe
| Corner |  | Design | [5 empty] | As actual = |  | 88.3929
| Edge | [7 empty] | S (stirrups spacing) = the biggest value of 15Ø and 20 cm = | [8 empty] | 20
| Interior | [7 empty] | V (stirrups volume per meter height) = ( 100 / S ) * 2( X + Y ) * Asc = | [9 empty] | 961.7143
| Interior | [7 empty] | V min = 0.0025 * 100 * b * t = |  |  |  |  | 562.5
[9 empty] | Check stirrups |  |  | Safe |  |  |  | Stirrups branches =
Calculations
|  | Fcu (kg/cm²) | 225 |  | Fyrft. (kg/cm²) | 3600
|  | Pu (Ton) | 370 |  | b (Cm) | 45
|  | t (Cm) | 50 |  | Ac actual (cm²) | 2250
|  | As (cm²) | 79.9388
|  |  | Ø08 | 159 | Choosen As | 18 | Ø25
|  |  | Ø10 | 102
|  |  | Ø12 | 71 | As (cm²) | 88.3929
|  |  | Ø14 | 52
|  | As | Ø16 | 40 | As min (cm²) | 13.5
|  |  | Ø18 | 32
|  |  | Ø20 | 26 | As max (cm²) | 90
|  |  | Ø22 | 22
|  |  | Ø25 | 17 | Check As | Safe
|  | Vs (Cm³) | 961.7143 |  | Str.Spacing (Cm) | 20
|  | Vs min (Cm³) | 562.5 |  | Check Stirrups | Safe
Results
Output
|  | Fcu (kg/cm²) | 225 |  | Fyrft. (kg/cm²) | 3600
|  | b (cm) | 45 |  | t (cm) | 50
|  | As longitudinal | 18 | Ø25 | Stirrups | 12 | 20
|  | Bar spacing | 6.9444 | Safe
|  | Input Again |  |  | Calculation sheet

## R-F-D-T
[11 empty] | Project name |  | :
|  |  | Reinforcement Details | [7 empty] | Location |  | :
|  |  | Development & Splice and Hock Lengths | [7 empty] | Beam no |  | :
Calculations
[7 empty] | Top bar | Tension | Straight |  |  | Φ = Bar diameter = |  |  | 1 | As = | 0.78571 |  |  | Weight / m' = | 0.617
|  |  |  | Input |  |  | Other bar | Compression | Hock |  |  | α = Correction factor depends on bar end = | [5 empty] | for staright end ( 1 for tension , 1 for compression ) |  |  |  | = | 1
250 | 2400 | 10 | [15 empty] | for hock end ( 0.75 for tension , 1 for compression )
300 | 2800 | 12 | Fcu (kg/cm²) | 250 | Fy rft. (kg/cm²) | 3600 | [5 empty] | β = Correction factor depends on bar surface = | [5 empty] | for smooth steel ( 1 for tension , 0.70 for compression ) |  |  |  | = | 0.75
350 | 3600 | 14 | [15 empty] | for deformed steel ( 0.75 for tension , 0.50 for compression )
400 | 4000 | 16 | Bar position | Other bar | Bar end | Straight | [5 empty] | η = Correction factor depends on bar position = | [5 empty] | 1.3 for top bars which have 30cm(or more) concrete below them |  |  |  | = | 1
450 | 4500 | 18 | [15 empty] | 1 for all other bars
|  | 20 | Ø bar diameter | 10 | Force type | Tension | [5 empty] | Fbu = the concrete bond stress = 0.87 * (Fcu/γc)½ = | [6 empty] | 11.2317
22
|  | 25 | [8 empty] | Ldevelopment = |  |  | Φ * α * β * η * (Fy/γs) |  |  | = | 53
|  | 28 | [11 empty] | 4 Fbu
|  | 32 |  | Output | [6 empty] | Lsplice = |  |  | Ldevelopment |  |  | = | 53
|  |  | L develop. (cm) | 53 | L splice (cm) | 53 |  |  |  |  | Lhock end = |  |  | 15 Φ For mild steel |  |  | = | 17
17 Φ For high tensile steel
|  |  | L hock (cm) | 17 | Calculations